## Wöhner árlista
Cikkszám | Megnevezés, Angol | MILE listaár | Csomagolási egység | Súly/db [kg] | Szélesség [mm] | Mélység [mm] | Magasság [mm]
01004 | busbar support, 3-pole | 10300.5993 | 6 | 0.727 | 32 | 40 | 412
01008 | profile terminal, 500 - 1260 mm², terminal space 64 x 23-45 | 37792.3562 | 3 | 1.24 | 94 | 154 | 45
01009 | bottom trough, 230 x 1100 | 23156.3065 | 2 | 1.1 | 1100 | 68 | 230
01010 | bottom trough, 230 x 700 | 15980.0545 | 2 | 0.7 | 700 | 68 | 230
01011 | bottom trough, 290 x 1100 | 24550.2548 | 2 | 1.3 | 1100 | 68 | 290
01013 | connection terminal plate, 3-pole, 95 - 300 mm² | 53289.2746 | 1 | 1.657 | 173 | 118 | 200
01014 | connection terminal plate, 3-pole, lam, Cu, 20 - 32 x 3 - 15 | 57230.19 | 1 | 1.447 | 173 | 118 | 200
01015 | connection terminal plate, 3-pole, 95 - 300 mm² | 55130.663 | 1 | 1.657 | 173 | 118 | 200
01016 | connection terminal plate, 3-pole, lam, Cu, 20 - 32 x 3 - 15 | 58512.2782 | 1 | 1.447 | 173 | 118 | 200
01017 | section mount, for compartment section and trough edge section | 3330.8581 | 4 | 0.107 | 20 | 48 | 217
01019 | end cover, 3-pole, 230 mm | 1885.2822 | 4 | 0.036 | 27 | 79 | 229
01025 | busbar section cover, 700 x 195 | 12417.7423 | 2 | 0.75 | 700 | 63 | 200
01026 | mount for busbar section cover, depth 32 mm, for 01025, 9 x 196 x 32 | 2728.5348 | 10 | 0.039 | 9 | 32 | 196
01027 | flexible copper busbar, plain, insulated, 3x 20 x 1, 326 A, length 2 m | 36217.711 | 1 | 1.124 | 24 | 2000 | 7
01028 | flexible copper busbar, plain, insulated, 6x 20 x 1, 477 A, length 2 m | 54270.2011 | 1 | 2.25 | 24 | 2000 | 10
01029 | flexible copper busbar, plain, insulated, 10x 20 x 1, 640 A, length 2 m | 102705.6001 | 1 | 3.75 | 24 | 2000 | 14
01030 | compartment section, slotted, 17 x 86 x 2400 | 38446.7141 | 1 | 0.8 | 2400 | 17 | 86
01035 | flexible copper busbar, plain, insulated, 6x 15,5 x 0,8, 350 A, length 2 m | 35142.1336 | 1 | 1.392 | 20 | 2000 | 9
01037 | trough edge section, slim, 17 x 36 x 1100 | 17761.2106 | 10 | 0.311 | 1100 | 17 | 36
01038 | trough edge section, slim, 17 x 36 x 700 | 12486.5793 | 10 | 0.198 | 700 | 17 | 36
01039 | compartment section, closed, 17 x 86 x 1100 | 10954.9572 | 4 | 0.486 | 1100 | 17 | 86
01040 | compartment section, closed, 17 x 86 x 700 | 7220.5526 | 4 | 0.311 | 700 | 17 | 86
01041 | compartment section, slotted, 17 x 86 x 1100 | 18251.6739 | 4 | 0.365 | 1100 | 17 | 86
01042 | compartment section, slotted, 17 x 86 x 700 | 11789.6052 | 4 | 0.235 | 700 | 17 | 86
01043 | trough edge section, wide, 77 x 36 x 1100 | 17296.5612 | 2 | 0.583 | 1100 | 77 | 36
01045 | bottom trough, 230 x 2400 | 46371.5679 | 2 | 2.4 | 2400 | 68 | 230
01046 | bottom trough, 290 x 2400 | 43979.4839 | 2 | 2.836 | 2400 | 68 | 290
01047 | clip-on screw connection, for cable lugs, M10 | 8312.9324 | 6 | 0.362 | 38 | 47 | 42
01048 | trough edge section, slim, 17 x 36 x 2400 | 33507.6629 | 1 | 0.679 | 2400 | 17 | 36
01054 | flexible copper busbar, plain, insulated, 3x 9 x 0,8, 162 A, length 2 m | 17287.5497 | 1 | 0.404 | 13 | 2000 | 6
01056 | busbar support cover, incl, end cover, for busbar supports 01495, 01500 and 01603 | 3485.7413 | 10 |  | 20 | 48 | 200
01057 | busbar support cover, for busbar supports 01484, 01495, 01500, 01508 and 01603 | 2238.0715 | 10 |  | 20 | 18 | 200
01058 | D0-fuse base, busbar mounted, 36mm, E 18 / 3P | 5929.453 | 10 | 0.161 | 36 | 43 | 200
01059 | ring gauge key, E 27 / E 33 | 15876.7991 | 1 | 0.037
01060 | flexible copper busbar, plain, insulated, 5x 50 x 1, 880 A, length 2 m | 123752.4975 | 1 | 4.66 | 54 | 2000 | 9
01061 | flexible copper busbar, plain, insulated, 10x 80 x 1, 1777 A, length 2 m | 343695.1574 | 1 | 14.9 | 84 | 2000 | 14
01063 | flexible copper busbar, tinned, insulated, 6x 20 x 1, 477 A, length 2 m | 62074.5903 | 1 | 2.25 | 24 | 2000 | 10
01064 | flexible copper busbar, tinned, insulated, 10x 20 x 1, 640 A, length 2 m | 118305.7739 | 1 | 3.75 | 24 | 2000 | 14
01065 | connection module, 300 mm², for rear feeding of the CrossBoard, 3-pole, connection top or bottom, for CrossBoard 800 A 500 - 1100 mm | 114468.1139 | 1 | 0.67 | 200 | 65 | 200
01066 | connection module, 150 mm², for rear feeding of the CrossBoard, 3-pole, connection top or bottom, for CrossBoard 800 A 500 - 1100 mm | 3046.9057 | 1 | 0.67 | 200 | 65 | 200
01067 | fastening module, at rear feeding, no electrical connection, for CrossBoard 800 A 500 - 1100 mm | 28637.0419 | 1 | 0.238 | 200 | 65 | 200
01068 | universal conductor terminal, 16 - 120 mm², AWG 6 - 250 MCM | 1928.3053 | 25 | 0.106 | 24 | 55 | 36
01069 | brace terminal, 500 - 1000 mm², terminal space 55 x 28 | 26950.5366 | 3 | 0.5 | 72 | 87 | 52
01070 | brace terminal, 600 - 1200 mm², terminal space 68 x 28 | 33016.7928 | 3 | 0.63 | 85 | 87 | 52
01071 | brace terminal, 1000 - 2000 mm², terminal space 105 x 28 | 50226.0303 | 3 | 0.84 | 122 | 87 | 52
01075 | flexible copper busbar, tinned, insulated, 5x 24 x 1, 494 A, length 2 m | 62074.5903 | 1 | 2.25 | 28 | 2000 | 9
01076 | flexible copper busbar, tinned, insulated, 10x 24 x 1, 727 A, length 2 m | 130472.7048 | 1 | 4.5 | 28 | 2000 | 14
01089 | flexible copper busbar, tinned, insulated, 4x 15,5 x 0,8, 279 A, length 2 m | 30900.0566 | 1 | 0.928 | 20 | 2000 | 7
01090 | flexible copper busbar, tinned, insulated, 6x 15,5 x 0,8, 350 A, length 2 m | 40304.9049 | 1 | 1.392 | 20 | 2000 | 9
01091 | flexible copper busbar, tinned, insulated, 10x 15,5 x 0,8, 470 A, length 2 m | 64045.048 | 1 | 2.32 | 20 | 2000 | 12
01092 | terminal for flat conductors, 40 x 25 | 32552.1434 | 3 | 0.817 | 48 | 100 | 60
01093 | terminal cover, for 01284, 01289 | 577.3801 | 20 | 0.005 | 15 | 50 | 35
01094 | terminal for round and sector shaped conductor, 95 - 300 mm² | 32801.6774 | 3 | 0.857 | 48 | 100 | 60
01095 | flexible copper busbar, tinned, insulated, 5x 32 x 1, 617 A, length 2 m | 92388.6622 | 1 | 2.99 | 36 | 2000 | 9
01096 | flexible copper busbar, tinned, insulated, 10x 32 x 1, 894 A, length 2 m | 168926.746 | 1 | 5.98 | 36 | 2000 | 14
01097 | flexible copper busbar, tinned, insulated, 5x 40 x 1, 736 A, length 2 m | 112480.447 | 1 | 3.73 | 44 | 2000 | 9
01098 | D-screw cap, porcelain, 500 V, E 27 | 1421.0396 | 20 | 0.048
01099 | flexible copper busbar, tinned, insulated, 10x 40 x 1, 1053 A, length 2 m | 198406.1698 | 1 | 7.46 | 44 | 2000 | 14
01100 | D-screw cap, porcelain, 500 V, E 33 | 1601.7366 | 20 | 0.079
01102 | busbar terminal for longitudinal connection, 38 mm long | 24369.151 | 3 | 0.57 | 38 | 105 | 48
01103 | D01 screw cap, porcelain, 400 V, E 14 | 999.4133 | 20 | 0.019
01104 | D02 screw cap, porcelain, 400 V, E 18 | 1068.2502 | 20 | 0.018
01112 | flexible copper busbar, tinned, insulated, 5x 50 x 1, 880 A, length 2 m | 142338.474 | 1 | 4.66 | 54 | 2000 | 9
01113 | flexible copper busbar, tinned, insulated, 10x 50 x 1, 1244 A, length 2 m | 252314.1063 | 1 | 9.32 | 54 | 2000 | 14
01114 | connection terminal for PE/N bar, 35 mm², suitable for PE and N busbars 01126 - 01130 | 887.1464 | 100 | 0.014 | 15 | 15 | 15
01116 | busbar support, 1-pole, to be attached to 01231 and individually mountable | 6600.6133 | 4 | 0.13 | 26 | 111 | 73
01119 | terminal support for PE/N-bar, screw-on | 499.9386 | 50 | 0.001 | 10 | 10 | 10
01120 | terminal support for PE/N-bar, screw-on | 749.4725 | 50 | 0.014 | 10 | 30 | 30
01121 | terminal support for PE/N-bar, snap-on to mounting rail TH35 | 1369.0051 | 50 | 0.016 | 10 | 30 | 30
01123 | flexible copper busbar, tinned, insulated, 10x 63 x 1, 1481 A, length 2 m | 320970.3593 | 1 | 11.8 | 67 | 2000 | 14
01126 | earth/neutral busbar 63A, 8 terminal points, protected against self-loosening | 1076.448 | 100 | 0.022 | 52 | 6.5 | 9
01127 | earth/neutral busbar 63A, 12 terminal points, protected against self-loosening | 1515.2836 | 100 | 0.032 | 78 | 6.5 | 9
01128 | earth/neutral busbar 63A, 16 terminal points, protected against self-loosening | 1928.3053 | 100 | 0.043 | 104 | 6.5 | 9
01129 | earth/neutral busbar 63A, 24 terminal points, protected against self-loosening | 2642.4886 | 50 | 0.067 | 156 | 6.5 | 9
01130 | earth/neutral busbar 63A, 166 terminal points, protected against self-loosening | 18535.6263 | 10 | 0.468 | 1080 | 6.5 | 9
01131 | end cover, for busbar supports 01357 and 01485 (1x 01131 = 1 left + 1 right cover) | 4070.8553 | 5 | 0.056 | 5 | 31 | 226
01132 | busbar support, 1-pole, to be attached to 01232 and individually mountable | 8674.3264 | 4 | 0.15 | 26 | 141 | 73
01135 | brace terminal, 35 - 150 mm², AWG 2 - 300 MCM, lam, Cu, 15 - 20 x 5 - 10 | 6084.3361 | 6 | 0.102 | 28 | 69 | 34
01136 | set of holders for cover sections, for 3-pole busbar systems, set consisting of left and right holder, for covers 01554, 01555 and 01417 | 7254.5643 | 1 | 0.18 | 28 | 92 | 204
01137 | set of holders for cover sections, for 4-pole busbar systems, set consisting of left and right holder, for covers 01599, 01555 and 01417 | 9422.9282 | 1 | 0.21 | 28 | 92 | 264
01138 | busbar support 3 phases + N + E | 7228.7504 | 30 | 0.167 | 14 | 67 | 264
01139 | trim frame VMS, for boxes VMS | 6703.8687 | 10 | 0.166 | 259 | 36 | 225
01140 | busbar 20 x 10, length 3,60 m, tinned | 116189.4445 | 1 | 6.5 | 3600 | 10 | 20
01141 | busbar connecting terminal 630 A, 95 mm | 15953.8338 | 3 | 0.544 | 95 | 25 | 37
01143 | neutral terminal, blue, for bar 12 x 2 | 1523.8882 | 50 | 0.027 | 15 | 20 | 55
01144 | PE-terminal, green/yellow, for bar 12 x 2 | 1523.8882 | 50 | 0.027 | 15 | 20 | 55
01145 | busbar connecting terminal 1600 A, 95 mm | 28714.4834 | 3 | 0.943 | 95 | 43 | 44
01147 | connection set, 4-pole, without cover, 95 - 300 mm², AWG 3/0 - 600 MCM | 46173.2549 | 1 | 2.1 | 204 | 115 | 244
01162 | connection set, 4-pole, without cover, lam, Cu, 20 - 32 x 3 - 15 | 43101.406 | 1 | 1.8 | 204 | 115 | 244
01165 | connection terminal plate, 3 pole, 35 - 150 mm², AWG 2 - 300 MCM, lam, Cu, 15 - 20 x 5 - 10 | 18629.8703 | 1 | 0.575 | 90 | 115 | 160
01166 | busbar connecting terminal 520 A, 55 mm | 6643.6363 | 12 | 0.192 | 55 | 20 | 29
01170 | reducer for busbar support 01138, for busbars 5 mm | 413.8924 | 100 | 0.001 | 10 | 5 | 10
01182 | tunnel terminal for screw connection M8, 1x 2,5 - 16 mm² + 2x 2,5 - 25 mm², NH 00 | 3528.7644 | 3 | 0.042 | 22 | 18 | 40
01184 | flexible copper busbar, plain, insulated, 10x 24 x 1, 727 A, length 2 m | 108892.321 | 1 | 4.5 | 28 | 2000 | 14
01185 | profile terminal, 320 - 800 mm², terminal space 41 x 20-42 | 25410.3098 | 3 | 0.67 | 72 | 118 | 45
01186 | profile terminal, 1200 - 3600 mm², terminal space 101 x 23-45 | 59381.3447 | 3 | 1.727 | 132 | 154 | 45
01187 | triple-T section busbar 1140 mm², length 2,40 m, tinned | 410097.4071 | 1 | 24.624 | 2400 | 70 | 30
01188 | triple-T section busbar 1140 mm², length 453 mm, tinned | 83878.6943 | 1 | 4.64 | 453 | 70 | 30
01189 | triple-T section busbar 1140 mm², length 653 mm, tinned | 113126.2002 | 1 | 6.723 | 653 | 70 | 30
01190 | double-T section busbar 720 mm², length 3,60 m, tinned | 388129.8154 | 1 | 23.34 | 3600 | 40 | 30
01193 | Schienen-Längsverbindung 520 A, 150 mm | 15755.9276 | 3 | 0.524 | 150 | 20 | 36
01194 | flexible copper busbar, plain, insulated, 6x 9 x 0,8, 240 A, length 2 m | 23508.6891 | 1 | 0.806 | 13 | 2000 | 9
01196 | flexible copper busbar, plain, insulated, 4x 15,5 x 0,8, 279 A, length 2 m | 26752.6304 | 1 | 0.928 | 20 | 2000 | 7
01198 | connection terminal, front connection, 25 - 95 mm², for 31057 | 6850.1472 | 3 | 0.09 | 21 | 28 | 34
01199 | connection terminal plate, 3-pole, 95 - 185 mm² | 30659.1273 | 1 | 1.322 | 135 | 118 | 200
01201 | busbar terminal for longitudinal connection, for cables, 120 - 240 mm² | 6127.766 | 3 | 0.11
01202 | busbar terminal for longitudinal connection, for cables, 150 - 300 mm² | 6626.8339 | 3 | 0.134
01203 | universal conductor terminal, 16 - 120 mm², AWG 6 - 250 MCM | 1928.3053 | 25 | 0.109 | 24 | 55 | 36
01204 | busbar 30 x 10, length 3,60 m, tinned | 172575.5111 | 1 | 9.7 | 3600 | 10 | 30
01206 | flat terminal, connection of busbar 40 wide with lam, Cu 20 wide | 5051.7819 | 10 | 0.178 | 60 | 30 | 40
01207 | flat terminal, connection of width 50 and 32 | 10791.0626 | 6 | 0.322 | 70 | 30 | 50
01218 | flat terminal, connection of width 63 and 40 | 14275.9332 | 3 | 0.434 | 82 | 30 | 60
01222 | flat terminal, connection of width 80 and 40 | 18672.8934 | 3 | 0.84 | 110 | 50 | 70
01223 | double-T section busbar 500 mm², length 3,60 m, plain | 231353.6618 | 1 | 15.96 | 3600 | 40 | 30
01224 | double-T section busbar 500 mm², length 3,60 m, tinned | 250068.7076 | 1 | 15.96 | 3600 | 40 | 30
01225 | double-T section busbar 500 mm², length 453 mm, tinned | 35899.3401 | 1 | 2.006 | 453 | 40 | 30
01226 | double-T section busbar 500 mm², length 653 mm, tinned | 46999.7051 | 1 | 2.881 | 650 | 40 | 30
01227 | triple-T section busbar 1140 mm², length 3,60 m, tinned | 615429.4243 | 1 | 36.936 | 3600 | 70 | 30
01228 | connection terminal, front connection, 25 - 95 mm², for 31056 | 6918.9841 | 3 | 0.093 | 21 | 28 | 34
01229 | double-T section busbar 720 mm², length 3,60 m, plain | 347335.318 | 1 | 23.32 | 3600 | 40 | 30
01230 | universal busbar support | 15300.2896 | 4 | 0.5 | 30 | 65 | 580
01231 | busbar support, 3-pole, with internal screw holes | 16857.3188 | 3 | 0.591 | 26 | 123 | 200
01232 | busbar support, 3-pole, with internal screw holes | 22923.575 | 2 | 0.697 | 26 | 153 | 200
01234 | end cover, for busbar supports 01231 and 01232 | 1945.5145 | 4 | 0.048 | 6 | 106 | 200
01236 | compartment section, 48 mm deep, 2,40 m long | 18294.697 | 1 | 0.7 | 2400 | 9 | 48
01237 | compartment section, 76 mm deep, 2,40 m long | 21357.9412 | 1 | 1.05 | 2400 | 9 | 76
01238 | compartment section, 106 mm deep, 2,40 m long, 2400 x 106 | 25909.7845 | 1 | 1.4 | 2400 | 9 | 106
01240 | Connection terminal plate, 3 pole, 6 - 50 mm², AWG 10 - 2/0, lam, Cu, 7 - 9 x 4 - 10 | 11066.4104 | 1 | 0.451 | 54 | 84 | 200
01242 | busbar cover, for 12 x 5 busbar, 1 m long, touch protection cover | 1756.6197 | 10 | 0.04 | 1000 | 10 | 15
01243 | connection terminal plate, 3-pole, 10 - 120 mm², AWG 6 - 250 MCM, lam, Cu, 9 - 15,5 x 2,4 - 10 | 15747.323 | 1 | 0.535 | 81 | 84 | 200
01244 | busbar cover, for 12 - 30 x 5 busbar, 1 m long, touch protection cover | 6377.3 | 10 | 0.087 | 1000 | 9 | 40
01245 | busbar cover, for 12 - 30 x 10 busbar, 1 m long, touch protection cover | 6540.7877 | 10 | 0.101 | 1000 | 14 | 40
01249 | double-T section busbar 720 mm², length 2,40 m, plain | 231826.9159 | 1 | 15.56 | 2400 | 40 | 30
01250 | double-T section busbar 500 mm², length 2,40 m, plain | 154213.2547 | 1 | 10.6 | 2400 | 40 | 30
01251 | busbar cover, for 40 - 60 x 10 busbars, 1m long, touch protection cover | 8081.0145 | 5 | 0.176 | 1000 | 70 | 13
01252 | busbar cover, for double-T and triple-T section, 1m long, touch protection cover | 10688.214 | 5 | 0.38 | 1000 | 78 | 35
01253 | flexible copper busbar, plain, insulated, 4x 24 x 1, 438 A, length 2 m | 43910.2402 | 1 | 1.8 | 28 | 2000 | 8
01254 | End cover for 01479 | 3313.6489 | 10 | 0.053 | 22 | 42 | 320
01255 | flexible copper busbar, plain, insulated, 6x 24 x 1, 547 A, length 2 m | 65714.3441 | 1 | 2.7 | 28 | 2000 | 10
01256 | flexible copper busbar, plain, insulated, 6x 40 x 1, 809 A, length 2 m | 112927.8872 | 1 | 4.476 | 44 | 2000 | 10
01257 | neutral terminal, blue, snap-on | 1954.1191 | 50 | 0.029 | 15 | 20 | 55
01258 | PE-terminal, green/yellow, snap-on | 1936.9099 | 50 | 0.029 | 15 | 20 | 55
01272 | busbar support 3 phases + N + E, with end cover, for busbar 3-pole 12 x 5 and 12 x 10, for busbars 5-pole 12 x 5 and 12 x 10, N + PE 12 x 5 | 4767.8295 | 10 | 0.068 | 15 | 45 | 156
01273 | flexible copper busbar, plain, insulated, 10x 100 x 1, 2110 A, length 2 m | 451175.4502 | 1 | 18.7 | 104 | 2000 | 14
01274 | busbar connecting terminal 2500 A, 95 mm | 32431.6787 | 3 | 1.206 | 95 | 106 | 44
01275 | busbar connecting terminal 2500 A, 150 mm | 47283.2507 | 3 | 1.78 | 150 | 106 | 44
01282 | flexible copper busbar, plain, insulated, 6x 32 x 1, 715 A, length 2 m | 91683.0835 | 1 | 3.59 | 36 | 2000 | 10
01284 | universal conductor terminal, 1,5 - 16 mm², AWG 16 - 6 | 611.7986 | 100 | 0.021 | 12 | 25 | 23
01285 | universal conductor terminal, 4 - 35 mm², AWG 12 - 2 | 766.6817 | 50 | 0.046 | 16 | 36 | 29
01287 | universal conductor terminal, 16 - 70 mm², AWG 6 - 2/0 | 1059.2388 | 25 | 0.071 | 21 | 42 | 32
01289 | universal conductor terminal, 1,5 - 16 mm², AWG 16 - 6 | 826.9141 | 100 | 0.023 | 12 | 25 | 23
01290 | universal conductor terminal, 4 - 35 mm², AWG 12 - 2 | 1085.0526 | 50 | 0.047 | 16 | 35 | 29
01292 | universal conductor terminal, 16 - 70 mm², AWG 6 - 2/0 | 1239.9358 | 25 | 0.075 | 21 | 42 | 32
01295 | connecting set 2500 A (3-pole), 200 mm, flexible longitudinal connection | 573774.0582 | 1 | 9.4 | 200 | 173 | 45
01298 | holder for flexible copper, for 1x lam, Cu of 6x 15,5 x 0,8 to 10x 63 x 1 | 6790.3217 | 3 | 0.113
01299 | holder for flexible copper, for multiple fastening for lam, Cu of 5x 40 x 1 to 10x 100 x 1 | 7547.5281 | 4 | 0.166
01300 | single cover for terminals, for terminal plate 01240 | 999.4133 | 3 | 0.004
01301 | single cover for terminals, for terminal plate 01243 | 973.5994 | 3 | 0.005
01303 | holder for flexible copper | 4140.0991 | 4 | 0.045
01314 | Cover profile, compact, 0,70 m long, 700 x 160 | 20781.4318 | 2 | 0.42 | 700 | 63 | 160
01317 | Mount for cover section, for 01314 | 2461.7916 | 10 | 0.018 | 5 | 55 | 156
01318 | brace terminal, Cu / Al 95 - 185 mm² | 7633.1675 | 6 | 0.312 | 38 | 70 | 51
01319 | brace terminal, lam, Cu, 20x3 ,,, 32x15 | 6918.9841 | 6 | 0.303 | 38 | 70 | 51
01320 | Mount for cover section, depth 107 mm, for 01025, 01236, 01237, 01238 | 3201.7888 | 8 | 0.12 | 9 | 107 | 196
01323 | flexible copper busbar, plain, insulated, 8x 24 x 1, 641 A, length 2 m | 88172.399 | 1 | 3.6 | 28 | 2000 | 12
01324 | flexible copper busbar, plain, insulated, 5x 63 x 1, 1061 A, length 2 m | 208284.2721 | 1 | 5.9 | 67 | 2000 | 9
01325 | end cover, for busbar support 01356 and 01601 | 1179.7034 | 10 | 0.007 | 5 | 31 | 46
01343 | flexible copper busbar, plain, insulated, 8x 50 x 1, 1114 A, length 2 m | 180801.1198 | 1 | 7.46 | 54 | 2000 | 12
01355 | busbar support, 1-pole, attachable to 01603 or individual mounting, with integrated end cover | 1997.1422 | 1 | 0.041 | 17 | 45 | 60
01356 | PE/N-support, 2-pole, indiv, mountable | 5094.805 | 10 | 0.095 | 20 | 50 | 164
01357 | universal busbar support UL, 4-pole, with internal screw holes | 10421.064 | 10 | 0.197 | 21 | 51 | 272
01358 | spacer, suitable for 01508, for UL applications | 5163.6419 | 10 | 0.091 | 20 | 18 | 192
01359 | spacer, suitable for 01357, for UL applications | 7822.4691 | 10 | 0.131 | 20 | 18 | 274
01360 | Set of phase separators for UL installation, 3-pole, for longitudinal connecting terminals 01990, 01823, 01827, 105 mm | 8579.6756 | 1 | 0.172 | 105 | 125 | 195
01361 | Set of phase separators for UL installation, 3-pole, for longitudinal connecting terminals 01141, 01145, 01274, 145 mm | 9044.325 | 1 | 0.196 | 145 | 125 | 195
01362 | Set of phase separators for UL installation, 3-pole, for longitudinal connecting terminals 01886, 01829, 01275, 200 mm | 9500.3698 | 1 | 0.218 | 200 | 125 | 195
01363 | end cover, for busbar support 01602 | 1188.3081 | 1 | 0.015 | 5 | 31 | 135
01364 | connection module N, 10 - 120 mm² | 8373.1647 | 1 | 0.215 | 30 | 80 | 160
01367 | connection module PE, 10 - 120 mm² | 8373.1647 | 1 | 0.215 | 30 | 80 | 160
01369 | busbar support 1-pole, lateral, for section busbars | 4552.714 | 6 | 0.11 | 109 | 50 | 60
01370 | connection set, 3-pole L1 + L2 + L3, 10 - 120 mm² | 21030.5589 | 1 | 0.6 | 90 | 80 | 160
01371 | base plate, 700 x 160 | 10266.5877 | 2 | 0.267 | 700 | 4 | 160
01373 | end cover, for busbar supports 01116 and 01132 | 1644.3529 | 4 | 0.018 | 6 | 100 | 54
01374 | spacer, suitable for 01272, for UL applications | 5525.0359 | 10 | 0.052 | 20 | 18 | 156
01376 | intermediate busbar brace, to increase the mechanical strength, 2 mm | 1549.702 | 10 | 0.015 | 2 | 47 | 160
01379 | hammer-head screw for TCC-profile, M10 x 45, for subsequent mounting, with nut and spring washer | 6360.0907 | 12 | 0.051
01380 | bolt for TCC-profile, M12 x 60, not for subsequent mounting, with nut and spring washer | 5783.5813 | 12 | 0.091
01401 | Connection terminal plate, 3 pole, 6 - 50 mm², AWG 10 - 2/0, lam, Cu, 7 - 9 x 4 - 10 | 9844.5545 | 1 | 0.206 | 54 | 84 | 160
01413 | cover cap, 3-pole, 84 mm wide, 84 x 200 x 55 | 5748.756 | 10 | 0.149 | 84 | 55 | 200
01416 | touch-safe protection shroud for longitudinal connectors, 3-pole, front and rear mounting, cover width 165 mm, mounting to 2 busbar supports 01430 with a center distance of 150 mm | 44719.4811 | 1 | 0.45 | 165 | 85 | 589
01417 | cover section, top / bottom, slotted, 1,10 m long, for holders 01136 or 01137, 3 x 118 x 1100 | 11884.256 | 2 | 0.23 | 1100 | 3 | 118
01420 | system shrouding, rear, set for busbar support distance 550 mm (centre to centre) | 36347.1871 | 1 | 0.913 | 523 | 11.5 | 194
01421 | spacer, set, suitable for 01430 | 6273.6377 | 1 | 0.131 | 47 | 19 | 40
01422 | busbar support, 3-pole, with internal screw holes | 22923.575 | 2 | 0.697 | 26 | 173 | 200
01423 | connection module with cover, für Kabeldirektanschluss, Rahmenklemme Cu 300 mm² / Al 240 mm², angled, for Cu max, 300 mm² / Al max, 240 mm² | 25771.7038 | 3 | 0.35 | 42 | 110 | 118
01424 | D0 strip cover, E 18, 1 1/3-fold, 36 mm wide | 1076.448 | 10 | 0.031 | 36 | 12 | 200
01425 | end cover, for busbar support 01422 | 1945.5145 | 4 | 0.053 | 6 | 126 | 200
01426 | connection set, 3-pole L1 + L2 + L3, 10 - 120 mm² | 20669.1649 | 1 | 0.515 | 60 | 80 | 160
01427 | connection module PE + N, 10 - 120 mm² | 16134.5308 | 1 | 0.3 | 30 | 80 | 160
01429 | connection terminal, Cu and Al 16 - 240 mm², for busbars of 5 to 10 mm thickness and minimum 30 mm width | 14577.5017 | 3 | 0.44
01430 | universal busbar support, | 17287.9566 | 4 | 0.5 | 30 | 59 | 583
01431 | end cover for busbar support 01430, set for one left and one right busbar support | 9363.1027 | 1 | 0.39 | 50 | 75 | 585
01432 | centre cover for busbar support 01430, when using the busbar support as a centre support | 4940.3287 | 2 | 0.17 | 50 | 75 | 585
01433 | CrossLink® touch-safe protection cover module, 50 mm wide, 50 x 540 | 4613.3531 | 8 | 0.16 | 50 | 49 | 556
01434 | CrossLink® touch-safe protection cover module, 100 mm wide, 100 x 540 | 7573.342 | 4 | 0.34 | 100 | 49 | 556
01435 | front cover IP40, for CrossLink® covers, 100 mm wide, 1-pole | 1807.8406 | 3 | 0.03 | 100 | 7 | 67
01436 | system shrouding, rear, set for busbar support distance 700 mm (centre to centre) | 46543.6603 | 1 | 1.1 | 673 | 11.5 | 194
01437 | cover cap incl, rear touch protection cover, for connection modules 185Power, for use with CrossLink®185 touch-safe protection cover modules | 7228.7504 | 1 | 0.28 | 105 | 100 | 246
01438 | connection rail, 3-pole, screw M12, connection top or bottom | 160744.1604 | 1 | 4.84 | 100 | 150 | 665
01439 | connection rail, 3-pole, for 3 cable lugs 300mm² (offset arrangement), for 4 cable lugs 240 mm² or lam, Cu 80 x 10, connection top or bottom | 758808.1866 | 1 | 10.5 | 100 | 150 | 960
01440 | completion section, 499 mm long, 499 x 16 | 4208.5292 | 2 | 0.056 | 499 | 23.5 | 16
01441 | connection module, for direct cable connection, with 2 box terminals 300 mm², without cover, connection top or bottom | 66540.3875 | 1 | 1.33 | 98 | 100 | 88
01442 | connection module, for lam, Cu max, 2x 80 x 10, without cover, connection top or bottom | 44349.0757 | 1 | 0.945 | 98 | 95 | 88
01443 | connection module, for 4 cable lugs M12, without cover, connection top or bottom | 82897.7677 | 1 | 1.65 | 98 | 95 | 88
01444 | completion section, 649 mm long, 649 x 16 | 5749.1628 | 2 | 0.076 | 649 | 23.5 | 16
01445 | system cover, 99 mm wide, 99 x 670 | 38395.0864 | 1 | 1.105 | 99 | 61 | 670
01479 | universal busbar support, for undrilled flat busbars 30, 40, 50, 60 x 10 | 12727.1018 | 4 | 0.471 | 62 | 70 | 320
01480 | longitudinal busbar connector, 40 mm | 12314.0801 | 3 | 0.48 | 47 | 49 | 40
01481 | longitudinal busbar connector, 60 mm | 16409.8786 | 3 | 0.72 | 47 | 49 | 60
01482 | touch-safe protection shroud for longitudinal connectors, 3-pole, front and rear mounting, cover width 115 mm, mounting to 2 busbar supports 01430 with a center distance of 100 mm | 39659.9653 | 1 | 0.295 | 115 | 85 | 589
01484 | connection busbar support, 3-pole, with integrated terminals 1,5 - 16 mm² | 7177.1227 | 10 | 0.256 | 20 | 87 | 200
01485 | universal busbar support, 4-pole with internal screw holes | 7615.9583 | 10 | 0.266 | 20 | 51 | 245
01489 | PE/N-support, 1-pole, attachable to 01500 or separate mounting | 3571.7875 | 10 | 0.059 | 26 | 51 | 63
01492 | D0-fuse base, busbar mounted, 27mm, E 18 / 3P | 5559.4544 | 10 | 0.152 | 27 | 43 | 200
01495 | universal busbar support, 3-pole with internal screw holes | 5249.6881 | 10 | 0.127 | 20 | 50 | 191
01498 | D0-fuse base, busbar mounted, 36mm, with distance strip, E 18 / 3P | 5765.9652 | 10 | 0.155 | 36 | 43 | 200
01500 | universal busbar support, 3-pole with additional external screw holes | 6265.0331 | 10 | 0.137 | 20 | 50 | 215
01508 | universal busbar support UL, 3-pole, with internal screw holes | 7228.7504 | 10 | 0.14 | 20 | 51 | 191
01509 | flexible copper busbar, plain, insulated, 10x 50 x 1, 1244 A, length 2 m | 220451.2031 | 1 | 9.32 | 54 | 2000 | 14
01510 | flexible copper busbar, plain, insulated, 10x 63 x 1, 1481 A, length 2 m | 280451.2096 | 1 | 11.8 | 67 | 2000 | 14
01512 | clip-on screw connection, for cable lugs, M5 | 3081.3242 | 25 | 0.05 | 18 | 25 | 24
01513 | profile terminal, 320 - 800 mm², terminal space 41 x 23-45 | 30228.8963 | 3 | 1.05 | 72 | 154 | 45
01514 | clip-on screw connection, for cable lugs, M8 | 5525.0359 | 20 | 0.165 | 30 | 36 | 32
01515 | base plate UL, 240 x 700 | 13553.552 | 2 | 0.469 | 700 | 4 | 240
01518 | base plate UL, 240 x 1100 | 21022.3611 | 2 | 0.737 | 1100 | 4 | 240
01537 | connection set, 3-pole, without cover, 95 - 300 mm², AWG 3/0 - 600 MCM | 34840.972 | 1 | 1.555 | 153 | 115 | 184
01538 | connection set, 3-pole, without cover, lam, Cu, 20 - 32 x 3 - 15 | 31614.24 | 1 | 1.325 | 153 | 115 | 184
01539 | cover cap, 3-pole, 180 mm wide, 180 x 200 x 90 | 13303.6113 | 1 | 0.33 | 180 | 90 | 200
01540 | cover cap, 3-pole, 250 mm wide, 250 x 200 x 90 | 15024.535 | 1 | 0.393 | 250 | 90 | 200
01541 | gauge ring 2 A, pink, E 27 | 861.7394 | 50 | 0.004
01542 | gauge ring 4 A, brown, E 27 | 767.0886 | 50 | 0.004
01543 | gauge ring 6 A, green, E 27 | 861.7394 | 50 | 0.004
01544 | gauge ring 10 A, red, E 27 | 861.7394 | 50 | 0.004
01545 | gauge ring 16 A, grey, E 27 | 861.7394 | 50 | 0.004
01546 | gauge ring 20 A, blue, E 27 | 861.7394 | 50 | 0.004
01547 | gauge ring 25 A, yellow, E 27 | 835.9255 | 50 | 0.004
01548 | gauge ring 35 A, black, E 33 | 1016.6225 | 50 | 0.004
01549 | gauge ring 50 A, white, E 33 | 1016.6225 | 50 | 0.004
01550 | gauge ring 63 A, copper, E 33 | 1016.6225 | 50 | 0.004
01554 | compartment section, for 3-pole systems, front mounted, 1,10 m long, for holder 01136, 3 x 190 x 1100 | 14035.4107 | 1 | 0.451 | 1100 | 3 | 191
01555 | cover section, top / bottom, 1,10 m long, for holders 01136 or 01137, 3 x 109 x 1100 | 9259.8473 | 2 | 0.271 | 1100 | 3 | 109
01562 | connection module, with integrated spring terminals 1,5 - 16 mm², AWG 14 - 6, 3-pole | 6548.9855 | 6 | 0.16 | 20 | 91 | 160
01563 | connection module, with integrated spring terminals 1,5 - 16 mm², AWG 14 - 6, 3-pole | 7676.1906 | 8 | 0.181 | 20 | 91 | 200
01569 | Connection terminal plate, 3 pole, 6 - 50 mm², AWG 10 - 2/0, lam, Cu, 7 - 9 x 4 - 10, cover can be removed with tool only | 11195.4797 | 1 | 0.451 | 54 | 84 | 200
01570 | connection terminal plate, 3-pole, 10 - 120 mm², AWG 2 - 250 MCM, lam, Cu, 9 - 15,5 x 2,4 - 10, cover can be removed with tool only | 15902.2061 | 1 | 0.535 | 81 | 84 | 200
01573 | end cover, for busbar supports 01484, 01495, 01500, 01508 and 01603 | 1601.3298 | 10 | 0.02 | 5 | 31 | 166
01580 | mounting bracket 55 cm², for mounting on mounting rails of Lütze AirSTREAM system, for CrossBoard 500, 700, 900, 1100 mm | 21374.7436 | 2 | 0.463 | 162 | 52 | 150
01582 | mounting bracket 85 cm², for mounting on mounting rails of Lütze AirSTREAM system, for CrossBoard 500, 700, 900, 1100 mm | 22269.624 | 2 | 0.501 | 162 | 82 | 150
01583 | flexible copper busbar, plain, insulated, 10x 15,5 x 0,8, 470 A, length 2 m | 52308.3481 | 1 | 2.32 | 20 | 2000 | 12
01585 | fastening module, for additional fastening for screw mounting, for CrossBoard 500 - 1100 mm | 3649.229 | 3 | 0.015 | 45 | 17 | 132
01586 | flat terminal, connection of busbar 30 wide with lam, Cu 30 wide | 5137.8281 | 10 | 0.198 | 50 | 25 | 50
01587 | flat terminal, connection of busbar 35 wide with lam, Cu 30 wide | 5482.0128 | 10 | 0.215 | 50 | 25 | 55
01590 | cover cap, 3-pole, 54 mm wide, 54 x 200 x 55 | 5318.5251 | 1 | 0.147 | 54 | 55 | 200
01592 | connection module, with integrated spring terminals 1,5 - 16 mm², AWG 14 - 6, 3-pole | 9379.9051 | 1 | 0.215 | 22.5 | 115 | 160
01593 | connection module, with box terminals 6 - 50 mm² / AWG 10 - AWG 1, 3-pole | 11711.7568 | 1 | 0.25 | 45 | 92 | 160
01594 | connection module, 150 mm², for rear feeding of the CrossBoard, 3-pole, connection top and bottom, for CrossBoard 250 A | 72821.7592 | 1 | 0.948 | 114 | 57 | 276
01595 | connection module, 150 mm², for rear feeding of the CrossBoard, 3-pole, connection top or bottom, for CrossBoard 250 A | 48040.4572 | 1 | 0.67 | 114 | 57 | 222
01596 | cover cap, 3-pole, 228 mm wide, 228 x 200 x 90 | 14482.444 | 1 | 0.373 | 228 | 90 | 200
01597 | cover cap, 4-pole, 228 mm wide, 228 x 260 x 90 | 17709.1761 | 1 | 0.45 | 228 | 90 | 260
01599 | front cover section, for 4-pole systems, front mounted, 1,10 m long, for holder 01137, 3 x 250 x 1100 | 33585.1045 | 1 | 0.58 | 1100 | 3 | 251
01601 | PE/N-support, 1-pole, indiv, mountable | 3253.4166 | 1 | 0.059 | 20 | 50 | 65
01602 | universal busbar support, 2-pole with internal screw holes | 4389.2262 | 1 | 0.083 | 13 | 45 | 136
01603 | universal busbar support, 3-pole with internal screw holes | 4587.1325 | 10 | 0.1 | 15 | 45 | 179
01604 | touch protection cover IP20, for connection module 01593 | 2599.4655 | 4 | 0.001 | 41 | 2 | 15
01605 | fastening module, at rear feeding, no electrical connection, for CrossBoard 250 A | 15050.3489 | 1 | 0.238 | 95 | 57 | 169
01608 | double-T section busbar 720 mm², length 2,40 m, tinned | 258836.8141 | 1 | 15.54 | 2400 | 40 | 30
01609 | double-T section busbar 500 mm², length 2,40 m, tinned | 165752.0485 | 1 | 10.62 | 2400 | 40 | 30
01610 | TCC section busbar 1600 mm², length 2,40 m, tinned | 572870.98 | 1 | 34.16 | 2400 | 90 | 30
01611 | flexible copper busbar, plain, insulated, 5x 24 x 1, 470 A, length 2 m | 54270.2011 | 1 | 2.25 | 28 | 2000 | 9
01612 | flexible copper busbar, plain, insulated, 5x 32 x 1, 617 A, length 2 m | 80419.6375 | 1 | 2.99 | 36 | 2000 | 9
01613 | flexible copper busbar, plain, insulated, 10x 32 x 1, 894 A, length 2 m | 147354.9668 | 1 | 5.98 | 36 | 2000 | 14
01614 | flexible copper busbar, plain, insulated, 5x 40 x 1, 736 A, length 2 m | 97843.9905 | 1 | 3.73 | 44 | 2000 | 9
01615 | flexible copper busbar, plain, insulated, 10x 40 x 1, 1053 A, length 2 m | 173547.4262 | 1 | 7.46 | 44 | 2000 | 14
01616 | flat terminal, connection of busbar 40 wide with lam, Cu 32 wide | 8364.5601 | 6 | 0.276 | 50 | 25 | 60
01617 | flat terminal, connection of width 63 and 50 | 18380.3363 | 3 | 0.515 | 70 | 25 | 82
01618 | busbar 12 x 5, length 2,40 m, tinned | 26417.4571 | 1 | 1.284 | 2400 | 5 | 12
01619 | busbar 15 x 5, length 2,40 m, tinned | 32346.0394 | 1 | 1.606 | 2400 | 5 | 15
01620 | busbar 20 x 5, length 2,40 m, tinned | 41957.3985 | 1 | 2.144 | 2400 | 5 | 20
01621 | busbar 25 x 5, length 2,40 m, tinned | 51542.9438 | 1 | 2.678 | 2400 | 5 | 25
01622 | busbar 30 x 5, length 2,40 m, tinned | 61825.4632 | 1 | 3.214 | 2400 | 5 | 30
01623 | busbar 12 x 10, length 2,40 m, tinned | 50837.3651 | 1 | 2.57 | 2400 | 10 | 12
01624 | busbar 20 x 10, length 2,40 m, tinned | 77296.5677 | 1 | 4.286 | 2400 | 10 | 20
01625 | busbar 30 x 10, length 2,40 m, tinned | 115673.1673 | 1 | 6.432 | 2400 | 10 | 30
01626 | busbar 40 x 10, length 2,40 m, tinned | 156923.7096 | 1 | 8.568 | 2400 | 10 | 40
01627 | busbar 50 x 10, length 2,40 m, tinned | 196866.3499 | 1 | 10.728 | 2400 | 10 | 50
01628 | busbar 60 x 10, length 2,40 m, tinned | 237239.221 | 1 | 12.94 | 2400 | 10 | 60
01647 | D0-fuse base, busbar mounted, 27mm, E 18 / 3P | 5352.9435 | 10 | 0.147 | 27 | 43 | 200
01648 | busbar 12 x 10, length 3,00 m, tinned | 21495.6151 | 1 | 3.213 | 3000 | 10 | 12
01654 | touch protection cover IP20, for round conductors, for 01594, 01595 | 2109.0023 | 10 | 0.001 | 108 | 43 | 2
01655 | touch protection cover IP20, for flat conductors, for 01594, 01595 | 1971.3284 | 10 | 0.001 | 108 | 30 | 2
01670 | D-fuse link 2 A, 500 V, gG, E 27 | 1051.041 | 5 | 0.027
01671 | D-fuse link 4 A, 500 V, gG, E 27 | 964.9948 | 5 | 0.028
01672 | D-fuse link 6 A, 500 V, gG, E 27 | 990.8086 | 5 | 0.028
01673 | D-fuse link 10 A, 500 V, gG, E 27 | 921.9717 | 5 | 0.028
01674 | D-fuse link 16 A, 500 V, gG, E 27 | 921.9717 | 5 | 0.029
01675 | D-fuse link 20 A, 500 V, gG, E 27 | 887.5532 | 5 | 0.031
01676 | D-fuse link 25 A, 500 V, gG, E 27 | 964.9948 | 5 | 0.032
01677 | D-fuse link 35 A, 500 V, gG, E 33 | 1197.3195 | 5 | 0.048
01678 | D-fuse link 50 A, 500 V, gG, E 33 | 1395.2257 | 5 | 0.05
01679 | D-fuse link 63 A, 500 V, gG, E 33 | 1386.6211 | 5 | 0.052
01685 | D01 fuse link 2 A, 400 V, gG, E 14 | 973.5994 | 10 | 0.006
01686 | D01 fuse link 4 A, 400 V, gG, E 14 | 973.5994 | 10 | 0.006
01687 | D01 fuse link 6 A, 400 V, gG, E 14 | 999.4133 | 10 | 0.006
01688 | D01 fuse link 10 A, 400 V, gG, E 14 | 939.1809 | 10 | 0.006
01689 | D01 fuse link 16 A, 400 V, gG, E 14 | 939.1809 | 10 | 0.007
01690 | D02 fuse link 20 A, 400 V, gG, E 18, with silver plated contacts | 1025.2271 | 10 | 0.012
01691 | D02 fuse link 25 A, 400 V, gG, E 18, with silver plated contacts | 999.4133 | 10 | 0.013
01692 | D02 fuse link 35 A, 400 V, gG, E 18, with silver plated contacts | 1119.8779 | 10 | 0.013
01693 | D02 fuse link 50 A, 400 V, gG, E 18, with silver plated contacts | 1197.3195 | 10 | 0.015
01694 | D02 fuse link 63 A, 400 V, gG, E 18, with silver plated contacts | 1231.738 | 10 | 0.015
01697 | D02 fuse link 32 A, 400 V, gG, E 18, with silver plated contacts | 1094.0641 | 10 | 0.013
01698 | D02 fuse link 40 A, 400 V, gG, E 18, with silver plated contacts | 1111.2733 | 10 | 0.013
01701 | screw-in gauge ring 4 A, brown, E 27 / E 33 | 792.9024 | 25 | 0.012
01702 | screw-in gauge ring 6 A, green, E 27 / E 33 | 792.9024 | 25 | 0.012
01703 | screw-in gauge ring 10 A, red, E 27 / E 33 | 835.9255 | 25 | 0.012
01704 | screw-in gauge ring 16 A, grey, E 27 / E 33 | 835.9255 | 25 | 0.012
01705 | screw-in gauge ring 20 A, blue, E 27 / E 33 | 870.344 | 25 | 0.012
01706 | screw-in gauge ring 25 A, yellow, E 27 / E 33 | 870.344 | 25 | 0.012
01707 | screw-in gauge ring 35 A, black, E 33 | 1068.2502 | 25 | 0.02
01708 | screw-in gauge ring 50 A, white, E 33 | 1068.2502 | 25 | 0.02
01709 | screw-in gauge ring 63 A, copper, E 33 | 1051.041 | 25 | 0.02
01715 | D01 gauge ring 2 A, pink, E 14 | 715.4609 | 50 | 0.001
01716 | D01 gauge ring 4 A, brown, E 14 | 706.8562 | 50 | 0.001
01717 | D01 gauge ring 6 A, green, E 14 | 706.8562 | 50 | 0.001
01718 | D01 gauge ring 10 A, red, E 14 | 715.4609 | 50 | 0.001
01719 | D02 gauge ring 20 A, blue, E 18 | 732.6701 | 50 | 0.001
01720 | D02 gauge ring 25 A, yellow, E 18 | 732.6701 | 50 | 0.001
01721 | D02 gauge ring 35 A / 40 A, black, E 18 | 732.6701 | 50 | 0.001
01722 | D02 gauge ring 50 A, white, E 18 | 732.6701 | 50 | 0.001
01723 | D02 gauge ring 32 A, purple, E 18 | 732.6701 | 50 | 0.001
01724 | special D01 gauge ring 2 A, pink, E 18 | 724.0655 | 50 | 0.001
01725 | special D01 gauge ring 4 A, brown, E 18 | 732.6701 | 50 | 0.001
01726 | special D01 gauge ring 6 A, green, E 18 | 732.6701 | 50 | 0.001
01727 | special D01 gauge ring 10 A, red, E 18 | 732.6701 | 50 | 0.001
01728 | special D01 gauge ring 16 A, grey, E 18 | 732.6701 | 50 | 0.001
01729 | special-retaining spring for D01 - E 18, 2 - 16 A | 706.8562 | 50 | 0.001
01730 | gauge ring tool, D01 - D03 | 8356.3623 | 1 | 0.028
01741 | screw-in gauge ring 2 A, pink, E 27 / E 33 | 792.9024 | 25 | 0.013
01742 | busbar support, for drilled flat busbars | 10051.0654 | 6 | 0.703 | 32 | 40 | 412
01747 | clip-on screw connection, for cable lugs, M5 | 3081.3242 | 25 | 0.048 | 18 | 24 | 30
01748 | clip-on screw connection, for cable lugs, M8 | 5525.0359 | 20 | 0.16 | 30 | 36 | 32
01749 | clip-on screw connection, for cable lugs, M10 | 8312.9324 | 6 | 0.358 | 38 | 47 | 42
01753 | connection terminal plate, 3-pole, lam, Cu, 20 - 32 x 3 - 15 | 32190.7494 | 1 | 1.447 | 135 | 118 | 200
01754 | connection terminal plate, 3-pole, 95 - 300 mm² | 35907.9447 | 1 | 1.657 | 135 | 118 | 200
01756 | cover cap, 3-pole, 135 mm wide, 135 x 200 x 90 | 8054.7938 | 1 | 0.295 | 135 | 90 | 200
01757 | cover cap, 3-pole, 270 mm wide, 270 x 200 x 90 | 11350.3628 | 1 | 0.647 | 270 | 90 | 200
01759 | brace terminal, 32 x 20 | 8829.2095 | 3 | 0.347 | 40 | 88 | 49
01760 | brace terminal, Cu / Al 95 - 300 mm² | 9827.3453 | 3 | 0.425 | 40 | 88 | 49
01765 | busbar 80 x 10, length 2,40 m, tinned | 320480.3028 | 1 | 17.28 | 2400 | 10 | 80
01766 | busbar 100 x 10, length 2,40 m, tinned | 402714.6442 | 1 | 21.74 | 2400 | 10 | 100
01767 | busbar 120 x 10, length 2,40 m, tinned | 481825.509 | 1 | 25.728 | 2400 | 10 | 120
01823 | busbar connecting terminal 630 A, 40 mm long | 8596.8848 | 6 | 0.252 | 40 | 20 | 37
01827 | busbar connecting terminal 1600 A, 50 mm long | 16005.4615 | 6 | 0.494 | 50 | 43 | 44
01829 | busbar connecting terminal 1600 A, 150 mm long | 41939.7825 | 3 | 1.461 | 150 | 43 | 44
01831 | double-T section busbar 720 mm², length 653 mm , tinned | 72804.9567 | 1 | 4.24 | 653 | 30 | 40
01838 | double-T section busbar 720 mm², length 453 mm, tinned | 54666.0136 | 1 | 2.933 | 453 | 30 | 40
01886 | busbar connecting terminal 630 A, 150 mm long | 23792.6415 | 3 | 0.866 | 150 | 25 | 37
01890 | connecting latch with brace terminal, for screw conncetion M10 or M12, for cables Cu and Al 120 - 300 mm² | 10610.3656 | 3 | 0.366 | 40 | 88 | 49
01906 | profile terminal, 500 - 750 mm², terminal space 51 x 5-28 | 24661.708 | 3 | 0.705 | 82 | 103 | 45
01907 | profile terminal, 600 - 900 mm², terminal space 64 x 5-28 | 25177.9851 | 3 | 0.84 | 94 | 103 | 45
01911 | profile terminal, 600 - 1200 mm², terminal space 64 x 20-42 | 32595.1665 | 3 | 0.859 | 94 | 118 | 45
01915 | busbar support, 5-pole, with internal screw holes | 7564.3306 | 10 | 0.133 | 15 | 41 | 205
01926 | earth/neutral busbar 63A, 6 terminal points 10mm², screw-on, 61,5 mm long, without terminal clamp | 1171.0988 | 100 | 0.025 | 62 | 6.5 | 9
01927 | earth/neutral busbar 63A, 12 terminal points 10mm², screw-on, 124,0 mm long, 1 terminal clamp 25 mm² | 2229.4669 | 50 | 0.055 | 124 | 6.5 | 9
01928 | earth/neutral busbar 63A, 18 terminal points 10mm², screw-on, 186,5 mm long, 2 terminal clamps 25 mm² | 3408.2997 | 60 | 0.096 | 187 | 6.5 | 9
01929 | earth/neutral busbar 63A, 24 terminal points 10mm², screw-on, 249,0 mm long, 3 terminal clamps 25 mm² | 4578.5278 | 50 | 0.115 | 249 | 6.5 | 9
01930 | earth/neutral busbar 63A, 30 terminal points 10mm², screw-on, 311,5 mm long, 4 terminal clamps 25 mm² | 5843.4068 | 50 | 0.167 | 312 | 6.5 | 9
01931 | earth/neutral busbar 63A, 36 terminal points 10mm², screw-on, 374,0 mm long, 5 terminal clamps 25 mm² | 6901.7749 | 100 | 0.176 | 374 | 6.5 | 9
01932 | earth/neutral busbar 63A, 96 terminal points 10mm², screw-on, 1000 mm long, 15 terminal clamps 25 mm² | 13639.5982 | 10 | 0.48 | 1000 | 6.5 | 9
01934 | profile terminal, 800 - 1600 mm², terminal space 81 x 20-42 | 41277.2268 | 3 | 1.011 | 112 | 118 | 45
01935 | profile terminal, 1000 - 2000 mm², terminal space 101 x 20-42 | 51370.4446 | 3 | 1.137 | 132 | 118 | 45
01936 | profile terminal, 500 - 1000 mm², terminal space 51 x 20-42 | 30547.2672 | 3 | 0.735 | 82 | 118 | 45
01980 | D0 strip cover, E 18, 1-fold, 27 mm wide | 938.7741 | 10 | 0.026 | 27 | 12 | 200
01981 | D0 strip cover, E 18, 2-fold, 54 mm wide | 1205.5173 | 10 | 0.04 | 54 | 12 | 200
01990 | busbar connecting terminal 630 A, 40 mm long | 8889.4418 | 6 | 0.233 | 40 | 20 | 37
01996 | flat terminal, connection of busbar 25 wide with lam, Cu 20 wide | 4483.877 | 10 | 0.149 | 40 | 25 | 45
01997 | flat terminal, connection of busbar 30 wide with lam, Cu 20 wide | 4655.9694 | 10 | 0.162 | 40 | 25 | 50
01998 | screw-in gauge ring fitter, E 27 / E 33 | 6884.9725 | 1 | 0.047
02562 | feed-through terminal 2-pole, both sides screw, for mounting plate | 8183.8631 | 5 | 0.262 | 66 | 90 | 125
02563 | feed-through terminal 3-pole, both sides screw, for mounting plate | 12322.6847 | 10 | 0.403 | 99 | 90 | 125
02564 | feed-through terminal 2-pole, both sides clamp, for mounting plate | 8898.0465 | 5 | 0.276 | 66 | 90 | 125
03161 | knife link 160 A, size 00 | 4682.1901 | 3 | 0.07
03162 | knife link 250 A, size 1 | 1661.9689 | 3 | 0.149
03163 | knife link 400 A, size 2 | 9363.1027 | 3 | 0.207
03164 | knife link 630 A, size 3 | 11781.0006 | 3 | 0.28
03173 | feed-through terminal 160 A, 125 mm long, both sides clamp, for mounting plate | 4492.4817 | 10 | 0.146 | 23 | 37 | 125
03181 | NH fuse 800 A, 500 V, gG, size 4a | 107645.0581 | 1 | 2.6
03182 | NH fuse 1000 A, 500 V, gG, size 4a | 116456.1877 | 1 | 2.6
03183 | NH fuse 1250 A, 500 V, gG, size 4a | 128958.6987 | 1 | 2.66
03185 | knife link 1600 A, size 4a | 39642.7561 | 3 | 0.85
03193 | feed-through terminal 160 A, 60 mm long, both sides clamp, for mounting plate | 3348.0674 | 10 | 0.091 | 23 | 37 | 60
03195 | feed-through terminal 250 a, 100 mm long, both sides screw M10, for mounting plate | 5671.3144 | 10 | 0.168 | 37 | 45 | 100
03196 | feed-through terminal 250 A, 200 mm long, both sides screw M10, for mounting plate | 8054.7938 | 10 | 0.306 | 37 | 45 | 198
03197 | feed-through terminal 630 A, 100 mm long, both sides screw M12, for mounting plate | 6712.4733 | 10 | 0.256 | 37 | 46 | 100
03198 | feed-through terminal 630 A, 200 mm long, both sides screw M12, for mounting plate | 11350.3628 | 10 | 0.42 | 37 | 46 | 198
03199 | NH fuse-base 160 A, box terminal, size 00 / 3P, connection top or bottom | 28275.6479 | 1 | 0.87 | 106 | 90 | 200
03212 | NH fuse-base 160 A, both sides screw M8, size 00 / 3P, with long touch protection cover, for mounting plate | 16444.2971 | 5 | 0.484 | 99 | 88 | 200
03213 | neutral conductor 630 A, disconnectable, screw M12 at both sides, 200 mm long, for mounting plate | 23921.7108 | 3 | 0.589 | 55 | 40 | 200
03214 | fuse link 70 A, -Mersen-, 600 V AC, fast acting, Class J, 29x118 | 35486.3184 | 5 | 0.145 | 29 | 29 | 117
03214 | fuse link 70 A, -Mersen-, 600 V AC, fast acting, Class J, 29x118 | 35486.3184 | 5 | 0.145 | 29 | 29 | 117
03215 | fuse link 80 A, -Mersen-, 600 V AC, fast acting, Class J, 29x118 | 37517.0084 | 5 | 0.145 | 29 | 29 | 117
03215 | fuse link 80 A, -Mersen-, 600 V AC, fast acting, Class J, 29x118 | 37517.0084 | 5 | 0.145 | 29 | 29 | 117
03216 | fuse link 80 A, -Eaton-, 600 V AC, fast acting, Class J, 29x118 | 33309.3499 | 1 | 0.145 | 29 | 29 | 117
03217 | fuse link 100 A, -Mersen-, 600 V AC, fast acting, Class J, 29x118 | 34909.8089 | 5 | 0.145 | 29 | 29 | 117
03217 | fuse link 100 A, -Mersen-, 600 V AC, fast acting, Class J, 29x118 | 34909.8089 | 5 | 0.145 | 29 | 29 | 117
03219 | fuse link 125 A, -Mersen-, 600 V AC, fast acting, Class J, 41x146 | 57712.0486 | 1 | 0.385 | 41 | 41 | 146
03219 | fuse link 125 A, -Mersen-, 600 V AC, fast acting, Class J, 41x146 | 57712.0486 | 1 | 0.385 | 41 | 41 | 146
03220 | fuse link 150 A, -Mersen-, 600 V AC, fast acting, Class J, 41x146 | 63391.097 | 1 | 0.385 | 41 | 41 | 146
03220 | fuse link 150 A, -Mersen-, 600 V AC, fast acting, Class J, 41x146 | 63391.097 | 1 | 0.385 | 41 | 41 | 146
03221 | fuse link 175 A, -Mersen-, 600 V AC, fast acting, Class J, 41x146 | 139206.3928 | 1 | 0.385 | 41 | 41 | 146
03221 | fuse link 175 A, -Mersen-, 600 V AC, fast acting, Class J, 41x146 | 139206.3928 | 1 | 0.385 | 41 | 41 | 146
03222 | fuse link 200 A, -Mersen-, 600 V AC, fast acting, Class J, 41x146 | 114545.5555 | 1 | 0.385 | 41 | 41 | 146
03222 | fuse link 200 A, -Mersen-, 600 V AC, fast acting, Class J, 41x146 | 114545.5555 | 1 | 0.385 | 41 | 41 | 146
03224 | fuse link 250 A, -Mersen-, 600 V AC, fast acting, Class J, 54x181 | 151631.4623 | 1 | 0.67 | 54 | 54 | 181
03224 | fuse link 250 A, -Mersen-, 600 V AC, fast acting, Class J, 54x181 | 151631.4623 | 1 | 0.67 | 54 | 54 | 181
03225 | fuse link 300 A, -Mersen-, 600 V AC, fast acting, Class J, 54x181 | 219263.7657 | 1 | 0.67 | 54 | 54 | 181
03225 | fuse link 300 A, -Mersen-, 600 V AC, fast acting, Class J, 54x181 | 219263.7657 | 1 | 0.67 | 54 | 54 | 181
03226 | fuse link 350 A, -Mersen-, 600 V AC, fast acting, Class J, 54x181 | 144334.7456 | 1 | 0.67 | 54 | 54 | 181
03226 | fuse link 350 A, -Mersen-, 600 V AC, fast acting, Class J, 54x181 | 144334.7456 | 1 | 0.67 | 54 | 54 | 181
03227 | fuse link 400 A, -Mersen-, 600 V AC, fast acting, Class J, 54x181 | 285149.3314 | 1 | 0.67 | 54 | 54 | 181
03227 | fuse link 400 A, -Mersen-, 600 V AC, fast acting, Class J, 54x181 | 285149.3314 | 1 | 0.67 | 54 | 54 | 181
03228 | fuse link 70 A, -Mersen-, 600 V AC, time delay, Class J, 29x118 | 37930.0301 | 5 | 0.145 | 29 | 29 | 117
03228 | fuse link 70 A, -Mersen-, 600 V AC, time delay, Class J, 29x118 | 37930.0301 | 5 | 0.145 | 29 | 29 | 117
03229 | fuse link 80 A, -Mersen-, 600 V AC, time delay, Class J, 29x118 | 37930.0301 | 5 | 0.145 | 29 | 29 | 117
03229 | fuse link 80 A, -Mersen-, 600 V AC, time delay, Class J, 29x118 | 37930.0301 | 5 | 0.145 | 29 | 29 | 117
03230 | fuse link 90 A, -Mersen-, 600 V AC, time delay, Class J, 29x118 | 37930.0301 | 5 | 0.145 | 29 | 29 | 117
03230 | fuse link 90 A, -Mersen-, 600 V AC, time delay, Class J, 29x118 | 37930.0301 | 5 | 0.145 | 29 | 29 | 117
03231 | fuse link 100 A, -Mersen-, 600 V AC, time delay, Class J, 29x118 | 37930.0301 | 5 | 0.145 | 29 | 29 | 117
03231 | fuse link 100 A, -Mersen-, 600 V AC, time delay, Class J, 29x118 | 37930.0301 | 5 | 0.145 | 29 | 29 | 117
03233 | fuse link 125 A, -Mersen-, 600 V AC, time delay, Class J, 41x146 | 75678.4926 | 1 | 0.355 | 41 | 41 | 146
03233 | fuse link 125 A, -Mersen-, 600 V AC, time delay, Class J, 41x146 | 75678.4926 | 1 | 0.355 | 41 | 41 | 146
03234 | fuse link 150 A, -Mersen-, 600 V AC, time delay, Class J, 41x146 | 75678.4926 | 1 | 0.355 | 41 | 41 | 146
03234 | fuse link 150 A, -Mersen-, 600 V AC, time delay, Class J, 41x146 | 75678.4926 | 1 | 0.355 | 41 | 41 | 146
03235 | fuse link 175 A, -Mersen-, 600 V AC, time delay, Class J, 41x146 | 75678.4926 | 1 | 0.355 | 41 | 41 | 146
03235 | fuse link 175 A, -Mersen-, 600 V AC, time delay, Class J, 41x146 | 75678.4926 | 1 | 0.355 | 41 | 41 | 146
03236 | fuse link 200 A, -Mersen-, 600 V AC, time delay, Class J, 41x146 | 77915.6935 | 1 | 0.355 | 41 | 41 | 146
03236 | fuse link 200 A, -Mersen-, 600 V AC, time delay, Class J, 41x146 | 77915.6935 | 1 | 0.355 | 41 | 41 | 146
03238 | fuse link 250 A, -Mersen-, 600 V AC, time delay, Class J, 54x181 | 151072.1621 | 1 | 0.67 | 54 | 54 | 181
03238 | fuse link 250 A, -Mersen-, 600 V AC, time delay, Class J, 54x181 | 151072.1621 | 1 | 0.67 | 54 | 54 | 181
03239 | fuse link 300 A, -Mersen-, 600 V AC, time delay, Class J, 54x181 | 151072.1621 | 1 | 0.67 | 54 | 54 | 181
03239 | fuse link 300 A, -Mersen-, 600 V AC, time delay, Class J, 54x181 | 151072.1621 | 1 | 0.67 | 54 | 54 | 181
03240 | fuse link 350 A, -Mersen-, 600 V AC, time delay, Class J, 54x181 | 151072.1621 | 1 | 0.67 | 54 | 54 | 181
03240 | fuse link 350 A, -Mersen-, 600 V AC, time delay, Class J, 54x181 | 151072.1621 | 1 | 0.67 | 54 | 54 | 181
03241 | fuse link 400 A, -Mersen-, 600 V AC, time delay, Class J, 54x181 | 151072.1621 | 1 | 0.67 | 54 | 54 | 181
03241 | fuse link 400 A, -Mersen-, 600 V AC, time delay, Class J, 54x181 | 151072.1621 | 1 | 0.67 | 54 | 54 | 181
03242 | NH busbar mounted fuse base, 400 A | 87863.0395 | 1 | 1.895
03243 | NH fuse 125 A, 400 V, gG, size 000 | 11712.1636 | 3 | 0.122
03288 | NH fuse-base 250 A, panel mounting, for PV, incoming connection screw M10, outgoing connection to busbar 2x 30 x 10, for integrated mounting of CTs type LEM HTA, size 1XL / 1P, with touch protection, for mounting plate | 2599.4655 | 3 | 0.63 | 90 | 102 | 302
03289 | NH fuse-base 250 A, panel mounting, for PV, incoming connection screw M10, outgoing connection to busbar 2x 30 x 10, size 1XL / 1P, with touch protection, for mounting plate | 29996.5716 | 3 | 0.58 | 60 | 102 | 266
03290 | NH fuse-base 250 A, panel mounting, for PV, both sides screw M10, size 1XL / 1P, with touch protection, for mounting plate | 26090.0747 | 3 | 0.51 | 60 | 102 | 254
03293 | NH fuse-base 600 A, panel mounting, for PV , incoming connection screw M10, outgoing connection to busbar 2x 40 x 10, size 2XL / 3L, 1P, with touch protection, for mounting plate | 49709.7532 | 3 | 1.1 | 81 | 147 | 265
03294 | NH fuse-base 600 A, panel mounting, for PV, both sides screw M12, size 2XL / 3L, 1P, with touch protection, for mounting plate | 46113.0226 | 3 | 1.06 | 81 | 147 | 299
03299 | NH fuse-base 160 A, screw M8, size 00 / 3P, connection top or bottom | 23500.0845 | 1 | 0.87 | 106 | 90 | 200
03300 | NH fuse base 250 A, box terminal, size 1 / 3P, connection top or bottom | 104503.9654 | 1 | 2.105 | 184 | 132 | 210
03301 | NH fuse base 250 A, screw M10, size 1 / 3P, connection top or bottom | 87208.6817 | 1 | 1.985 | 184 | 132 | 210
03350 | NH fuse-base 160 A, both sides screw M8, without barrier, size 00 / 1P, for mounting plate | 5086.2004 | 10 | 0.126 | 36 | 88 | 145
03351 | NH fuse-base 160 A, both sides screw, with 2 barriers, size 00 / 3P, for mounting plate | 13923.1438 | 4 | 0.457 | 97 | 88 | 145
03354 | NH fuse-base 160 A, both sides terminal, without barrier, size 00 / 1P, for mounting plate | 5068.9911 | 10 | 0.13 | 36 | 88 | 145
03355 | NH fuse-base 160 A, both sides clamp, with 2 barriers, size 00 / 3P, for mounting plate | 14809.4195 | 4 | 0.455 | 97 | 88 | 145
03359 | barrier support, for lateral barrier , for 03350, 03351, 03354, 03355 | 732.2633 | 10 | 0.008 | 12 | 3 | 70
03369 | NH fuse-base 160 A, clamp, size 00 / 1P | 5662.7098 | 10 | 0.149 | 35 | 86 | 102
03370 | NH fuse-base 160 A, screw, size 00 / 1P | 5662.7098 | 10 | 0.142 | 35 | 86 | 102
03377 | barrier, for 03350, 03351, 03354, 03355 | 672.0309 | 100 | 0.022 | 1 | 70 | 125
03384 | NH busbar mounted fuse base, 250 A, screw, size 1 / 1P | 21400.5575 | 3 | 0.54 | 60 | 110 | 175
03502 | NH fuse extractor handle, without sleeve, size 000 - 3 | 9311.475 | 1 | 0.284
03519 | neutral conductor 160 A, screw M8 at both sides, for mounting plate | 5258.2927 | 10 | 0.142 | 39 | 27 | 124
03523 | NH fuse 6 A, 500 V, gG, size 000 | 4028.2391 | 3 | 0.13
03524 | NH fuse 10 A, 500 V, gG, size 000 | 2944.0571 | 3 | 0.13
03525 | NH fuse 16 A, 500 V, gG, size 000 | 2961.2663 | 3 | 0.13
03526 | NH fuse 20 A, 500 V, gG, size 000 | 2961.2663 | 3 | 0.13
03527 | NH fuse 25 A, 500 V, gG, size 000 | 2961.2663 | 3 | 0.13
03528 | NH fuse 35 A, 500 V, gG, size 000 | 2961.2663 | 3 | 0.13
03529 | NH fuse 50 A, 500 V, gG, size 000 | 2961.2663 | 3 | 0.13
03530 | NH fuse 63 A, 500 V, gG, size 000 | 2961.2663 | 3 | 0.13
03531 | NH fuse 80 A, 500 V, gG, size 000 | 2961.2663 | 3 | 0.13
03532 | NH fuse 100 A, 500 V, gG, size 000 | 2961.2663 | 3 | 0.13
03533 | NH fuse 125 A, 500 V, gG, size 00 | 3417.3111 | 3 | 0.2
03534 | NH fuse 160 A, 500 V, gG, size 00 | 3417.3111 | 3 | 0.2
03535 | NH fuse 32 A, 500 V, gG, size 000 | 2961.2663 | 3 | 0.13
03536 | NH fuse 40 A, 500 V, gG, size 000 | 2866.6155 | 3 | 0.13
03550 | NH fuse 20 A, 500 V, gG, size 1 | 5336.1411 | 3 | 0.28
03552 | NH fuse 35 A, 500 V, gG, size 1 | 4355.2146 | 3 | 0.28
03553 | NH fuse 50 A, 500 V, gG, size 1 | 4355.2146 | 3 | 0.28
03555 | NH fuse 80 A, 500 V, gG, size 1 | 4338.0053 | 3 | 0.28
03556 | NH fuse 100 A, 500 V, gG, size 1 | 5456.6058 | 3 | 0.28
03557 | NH fuse 125 A, 500 V, gG, size 1 | 8192.8745 | 3 | 0.28
03558 | NH fuse 160 A, 500 V, gG, size 1 | 5060.7933 | 3 | 0.42
03559 | NH fuse 200 A, 500 V, gG, size 1 | 5568.4658 | 3 | 0.42
03560 | NH fuse 224 A, 500 V, gG, size 1 | 5396.3734 | 3 | 0.42
03561 | NH fuse 250 A, 500 V, gG, size 1 | 5594.2797 | 3 | 0.42
03566 | NH fuse 100 A, 500 V, gG, size 2 | 5904.046 | 3 | 0.42
03568 | NH fuse 160 A, 500 V, gG, size 2 | 6187.9984 | 3 | 0.42
03569 | NH fuse 200 A, 500 V, gG, size 2 | 6153.5799 | 3 | 0.42
03570 | NH fuse 224 A, 500 V, gG, size 2 | 5904.046 | 3 | 0.42
03571 | NH fuse 250 A, 500 V, gG, size 2 | 6067.5337 | 3 | 0.42
03572 | NH fuse 300 A, 500 V, gG, size 2 | 7908.9221 | 3 | 0.64
03573 | NH fuse 315 A, 500 V, gG, size 2 | 14302.1539 | 3 | 0.64
03574 | NH fuse 355 A, 500 V, gG, size 2 | 8261.7115 | 3 | 0.64
03575 | NH fuse 400 A, 500 V, gG, size 2 | 7401.2496 | 3 | 0.64
03577 | NH fuse 315 A, 500 V, gG, size 3 | 8958.6856 | 1 | 0.65
03579 | NH fuse 400 A, 500 V, gG, size 3 | 8829.6163 | 1 | 0.65
03581 | NH fuse 500 A, 500 V, gG, size 3 | 13501.9243 | 1 | 1.05
03582 | NH fuse 630 A, 500 V, gG, size 3 | 20118.8761 | 1 | 1.05
03587 | NH fuse-base 160 A, screw, screw-on on bar, size 00 / 1P | 5662.7098 | 10 | 0.115 | 35 | 86 | 102
03599 | NH busbar mounted fuse base, 400 A, screw, bar 5 - 10 mm, size 2 / 1P | 32741.445 | 3 | 0.758 | 65 | 113 | 193
03601 | NH busbar mounted fuse base, 250 A, screw, screw-on on bar, size 1 / 1P | 21400.5575 | 3 | 0.46 | 60 | 110 | 175
03620 | neutral conductor 160 A, clamp, both sides, for mounting plate | 5120.6188 | 10 | 0.141 | 39 | 27 | 124
03654 | NH fuse base 160 A, terminal 70 mm², size 00 / 3P, connection top | 22037.2993 | 4 | 0.665 | 99 | 89 | 200
03656 | NH fuse base 160 A, screw M8, size 00 / 3P, connection top | 22088.927 | 4 | 0.645 | 99 | 89 | 200
03657 | neutral conductor 250 A, disconnectable, screw M8 at both sides, 120 mm long, for mounting plate | 8433.397 | 10 | 0.195 | 35 | 28 | 120
03668 | neutral conductor 160 A, disconnectable, clamp on both sides, 120 mm long, for mounting plate | 7848.283 | 10 | 0.192 | 35 | 28 | 120
03693 | NH busbar mounted fuse base 400 A, screw M10, size 2 / 3P, connection bottom | 116662.2917 | 1 | 2.912 | 195 | 121 | 206
03694 | NH busbar mounted fuse base, 400 A, screw, size 2 / 3P | 113822.7675 | 1 | 2.861 | 190 | 121 | 206
03705 | NH busbar mounted fuse base, 250 A, screw, size 1 / 3P | 86744.0323 | 1 | 2.08 | 190 | 112 | 190
03727 | clamp connector, 1,5 - 70 mm², size 00 | 895.751 | 3 | 0.015 | 26 | 8 | 15
03757 | neutral conductor 400 A, disconnectable, screw M10 at both sides, 200 mm long, for mounting plate | 23216.1321 | 3 | 0.589 | 55 | 40 | 200
03758 | NH fuse-base 160 A, both sides screw M8, size 00 / 1P, with touch protection, for mounting plate | 6273.6377 | 12 | 0.152 | 36 | 88 | 147
03759 | NH fuse-base 160 A, both sides screw M8, size 00 / 3P, with touch protection, for mounting plate | 15626.8583 | 4 | 0.484 | 97 | 88 | 147
03760 | NH fuse-base 160 A, both sides clamp, size 00 / 1P, with touch protection, for mounting plate | 6256.4285 | 12 | 0.155 | 36 | 88 | 147
03761 | NH fuse-base 160 A, both sides clamp, size 00 / 3P, with touch protection, for mounting plate | 16211.9724 | 4 | 0.494 | 97 | 88 | 147
03762 | NH fuse-base 250 A, panel mounting, both sides screw M10, size 1 / 1P, with touch protection, for mounting plate | 14947.0934 | 3 | 0.486 | 60 | 110 | 205
03763 | NH fuse-base 250 A, panel mounting, both sides screw M10, size 1 / 3P, with touch protection, for mounting plate | 45829.0701 | 1 | 1.583 | 180 | 110 | 205
03765 | NH fuse-base 250 A, panel mounting, both sides clamp, size 1 / 3P, with touch protection, for mounting plate | 50432.5412 | 1 | 1.616 | 180 | 110 | 205
03766 | NH fuse-base 400 A, panel mounting, both sides screw M10, size 2 / 1P, with touch protection, for mounting plate | 26391.2364 | 3 | 0.931 | 64 | 121 | 237
03767 | NH fuse-base 400 A, panel mounting, both sides screw M10, size 2 / 3P, with touch protection, for mounting plate | 82269.6305 | 1 | 2.883 | 194 | 121 | 237
03768 | NH fuse-base 630 A, panel mounting, both sides screw M12, size 3 / 1P, with touch protection, for mounting plate | 33102.839 | 3 | 1.108 | 80 | 134 | 247
03769 | NH fuse-base 630 A, panel mounting, both sides screw M12, size 3 / 3P, with touch protection, for mounting plate | 101260.0241 | 1 | 3.4 | 240 | 134 | 247
03790 | NH busbar mounted fuse base, 630 A, screw, screw-on on bar, size 3 / 1P | 35297.0168 | 3 | 0.459 | 80 | 133 | 198
03791 | shock protection in two parts, for NH fuse-base, size 00 | 2152.0254 | 10 | 0.035 | 35 | 86 | 102
03792 | shock protection in two parts, for NH fuse-base, size 1 | 3442.7182 | 3 | 0.126 | 60 | 116 | 175
03793 | shock protection in two parts, for NH fuse-base, size 2 | 4690.3879 | 3 | 0.171 | 65 | 113 | 193
03794 | shock protection in two parts, for NH fuse-base, size 3 | 5662.7098 | 3 | 0.21 | 80 | 133 | 198
03795 | NH busbar mounted fuse base, 400 A, screw, screw-on on bar, size 2 / 1P | 32741.445 | 3 | 0.685 | 65 | 113 | 193
03849 | lid interlock, for sealing wire, Size 00 | 1153.8896 | 10 | 0.002 | 5 | 10 | 40
03908 | NH fuse 6 A, 690 V, gG, size 000 | 4217.5407 | 3 | 0.13
03909 | NH fuse 10 A, 690 V, gG, size 000 | 4217.5407 | 3 | 0.13
03910 | NH fuse 16 A, 690 V, gG, size 000 | 4217.5407 | 3 | 0.13
03911 | NH fuse 20 A, 690 V, gG, size 000 | 4217.5407 | 3 | 0.13
03912 | NH fuse 25 A, 690 V, gG, size 000 | 4217.5407 | 3 | 0.13
03913 | NH fuse 32 A, 690 V, gG, size 000 | 4217.5407 | 3 | 0.13
03914 | NH fuse 35 A, 690 V, gG, size 000 | 4217.5407 | 3 | 0.13
03915 | NH fuse 40 A, 690 V, gG, size 00 | 4355.2146 | 3 | 0.2
03916 | NH fuse 50 A, 690 V, gG, size 00 | 4355.2146 | 3 | 0.2
03917 | NH fuse 63 A, 690 V, gG, size 00 | 4355.2146 | 3 | 0.2
03918 | NH fuse 80 A, 690 V, gG, size 00 | 4355.2146 | 3 | 0.2
03919 | NH fuse 100 A, 690 V, gG, size 00 | 4355.2146 | 3 | 0.2
03924 | NH fuse 250 A, 690 V, gG, size 1 | 7401.2496 | 3 | 0.42
03929 | NH fuse 160 A, 690 V, gG, size 1 | 7091.4833 | 3 | 0.42
03930 | NH fuse 200 A, 690 V, gG, size 1 | 7401.2496 | 3 | 0.42
03942 | NH fuse 250 A, 690 V, gG, size 2 | 9552.4043 | 3 | 0.64
03943 | NH fuse 315 A, 690 V, gG, size 2 | 10137.5184 | 3 | 0.64
03946 | NH fuse 400 A, 690 V, gG, size 3 | 18587.254 | 1 | 1.05
03947 | NH fuse 500 A, 690 V, gG, size 3 | 33912.08 | 1 | 1.05
05188 | neutral conductor 63 A, disconnectable, socket terminal screw-on / snap-on, for mounting plate | 5352.9435 | 50 | 0.026 | 13 | 43 | 53
05779 | insulator, with female thread at both sides, length across flats 20, M6 x 20 | 1205.5173 | 100 | 0.012 | 20 | 20 | 20
05780 | insulator, with female thread at both sides, length across flats 30, M6 x 30 | 2057.3746 | 20 | 0.054 | 30 | 30 | 30
05781 | insulator, with female thread at both sides, length across flats 32, M6 x 35 | 2461.7916 | 20 | 0.07 | 32 | 35 | 32
05782 | insulator, with female thread at both sides, length across flats 32, M8 x 35 | 2530.6286 | 20 | 0.072 | 32 | 35 | 32
05783 | insulator, with female thread at both sides, length across flats 40, M8 x 40 | 2995.278 | 20 | 0.102 | 40 | 40 | 40
05784 | insulator, with female thread at both sides, length across flats 40, M10 x 40 | 3322.2535 | 20 | 0.108 | 40 | 40 | 40
05786 | insulator, with female thread at both sides, length across flats 46, M8 x 45 | 3253.4166 | 20 | 0.148 | 46 | 45 | 46
05787 | insulator, with female thread at both sides, length across flats 46, M10 x 45 | 3399.6951 | 20 | 0.153 | 46 | 45 | 46
05788 | insulator, with female thread at both sides, length across flats 36, M10 x 50 | 4139.6923 | 20 | 0.122 | 36 | 50 | 36
05789 | insulator, with female thread at both sides, length across flats 40, M10 x 60 | 4389.2262 | 20 | 0.162 | 40 | 60 | 40
05790 | insulator, with female thread at both sides, length across flats 36, M8 x 50 | 3950.3907 | 20 | 0.109 | 36 | 50 | 36
05791 | insulator, with female thread at both sides, length across flats 40, M12 x 40 | 3632.0198 | 20 | 0.118 | 40 | 40 | 40
05792 | insulator, with female thread at both sides, length across flats 30, M8 x 30 | 2134.8161 | 20 | 0.053 | 30 | 30 | 30
05793 | insulator, with female thread at both sides, length across flats 22, M5 x 25 | 1695.9806 | 100 | 0.035 | 22 | 25 | 22
05800 | insulator, with female thread and threaded bolt, length across flats 30, M6 x 30 | 2702.721 | 20 | 0.053 | 30 | 30 | 30
05801 | insulator, with female thread and threaded bolt, length across flats 32, M6 x 35 | 3184.5796 | 20 | 0.06 | 30 | 35 | 30
05802 | insulator, with female thread and threaded bolt, length across flats 32, M8 x 35 | 3296.4397 | 20 | 0.082 | 35 | 35 | 35
08824 | connection cleat, for PE/N bars 01926 - 01932 | 370.8693 | 100 | 0.003 | 20 | 4 | 10
08825 | rail mounting, for mounting rail 35 x 7,5, for PE/N bars 01126 - 01129 and 01926 - 01932 | 362.2647 | 100 | 0.002 | 35 | 5 | 10
11000 | basic system 250 A, 3-pole, 1000 mm long, touch-safe protected, when fixing on a mounting plate, article 01585 is additionally required | 130017.0668 | 1 | 3.756 | 1000 | 45 | 160
11050 | mounting rail for accessories, attachable to CrossBoard, for distribution terminals | 241.8 | 10 | 0.022 | 135 | 23 | 54
11051 | mounting rail for accessories, attachable to CrossBoard, for distribution blocks, for Phoenix Contact PTFIX | 241.8 | 12 | 0.022 | 135 | 23 | 40
11052 | Distribution box with CrossBoard, with 3-pole CrossBoard® 125 A (IEC) / 100 A (UL), 225 mm long, touch-safe protected | 2220.8623 | 1 | 2.778 | 300 | 170 | 300
11100 | basic system 250 A, 3-pole, 1100 mm long, touch-safe protected, when fixing on a mounting plate, article 01585 is additionally required | 144739.5695 | 1 | 4.126 | 1100 | 45 | 160
11225 | basic system 125 A, 3-pole, 225 mm long, touch-safe protected | 20505.6772 | 1 | 0.798 | 225 | 45 | 160
11300 | basic system 250 A, 3-pole, 300 mm long, touch-safe protected | 35873.5262 | 1 | 1.298 | 300 | 45 | 160
11400 | basic system 250 A, 3-pole, 400 mm long, touch-safe protected | 44942.7944 | 1 | 1.597 | 400 | 45 | 160
11405 | basic system 125 A, 3-pole, 405 mm long, touch-safe protected | 32999.5836 | 1 | 1.372 | 405 | 45 | 160
11500 | basic system 250 A, 3-pole, 500 mm long, touch-safe protected | 52635.3236 | 1 | 1.896 | 500 | 45 | 160
11600 | basic system 250 A, 3-pole, 600 mm long, touch-safe protected | 67676.604 | 1 | 2.274 | 600 | 45 | 160
11605 | basic system 800 A, for feeding from the front, 3-pole, 500 mm long, touch-safe protected | 198096.4035 | 1 |  | 500 | 45 | 200
11606 | basic system 800 A, for feeding from the front, 3-pole, 600 mm long, touch-safe protected | 235354.8095 | 1 |  | 600 | 45 | 200
11607 | basic system 800 A, for feeding from the front, 3-pole, 700 mm long, touch-safe protected | 275133.962 | 1 |  | 700 | 45 | 200
11608 | basic system 800 A, for feeding from the front, 3-pole, 800 mm long, touch-safe protected | 314921.7191 | 1 |  | 800 | 45 | 200
11609 | basic system 800 A, for feeding from the front, 3-pole, 900 mm long, touch-safe protected | 354700.8716 | 1 |  | 900 | 45 | 200
11610 | basic system 800 A, for feeding from the front, 3-pole, 1000 mm long, touch-safe protected | 394497.2333 | 1 |  | 1000 | 45 | 200
11611 | basic system 800 A, for feeding from the front, 3-pole, 1100 mm long, touch-safe protected | 437064.2823 | 1 |  | 1100 | 45 | 200
11700 | basic system 250 A, 3-pole, 700 mm long, touch-safe protected | 82450.7344 | 1 | 2.645 | 700 | 45 | 160
11800 | basic system 250 A, 3-pole, 800 mm long, touch-safe protected, when fixing on a mounting plate, article 01585 is additionally required | 97216.2601 | 1 | 3.015 | 800 | 45 | 160
11805 | basic system 800 A, for rear feeding, 3-pole, 500 mm long, touch-safe protected | 198096.4035 | 1 |  | 500 | 45 | 200
11806 | basic system 800 A, for rear feeding, 3-pole, 600 mm long, touch-safe protected | 235354.8095 | 1 |  | 600 | 45 | 200
11807 | basic system 800 A, for rear feeding, 3-pole, 700 mm long, touch-safe protected | 275133.962 | 1 |  | 700 | 45 | 200
11808 | basic system 800 A, for rear feeding, 3-pole, 800 mm long, touch-safe protected | 314921.7191 | 1 |  | 800 | 45 | 200
11809 | basic system 800 A, for rear feeding, 3-pole, 900 mm long, touch-safe protected | 354700.8716 | 1 |  | 900 | 45 | 200
11810 | basic system 800 A, for rear feeding, 3-pole, 1000 mm long, touch-safe protected | 394497.2333 | 1 |  | 1000 | 45 | 200
11811 | basic system 800 A, for rear feeding, 3-pole, 1100 mm long, touch-safe protected | 437064.2823 | 1 |  | 1100 | 45 | 200
11900 | basic system 250 A, 3-pole, 900 mm long, touch-safe protected, when fixing on a mounting plate, article 01585 is additionally required | 112007.5998 | 1 | 3.385 | 900 | 45 | 160
21001 | Feature upgrade softstart, for MOTUS C14 | 508.95 | 1
21020 | Feature upgrade measurement+, for 36400 | 508.95 | 1
21040 | Feature upgrade power quality, for 37010, 37020 | 137554.7128 | 1
21041 | Feature upgrade oscillogram+, for 37010, 37020 | 126953.8225 | 1
23001 | switch-disconnector 3-pole, screw M6, graphite-grey handle, 160 A, for mounting plate | 46672.3228 | 1 | 1.1 | 158 | 58 | 122
23002 | switch-disconnector 3-pole, box terminal 6 - 70 mm², graphite grey handle, 160 A, for mounting plate | 58830.6491 | 1 | 1.1 | 158 | 58 | 122
23003 | switch-disconnector 3-pole, screw M8, graphite-grey handle, 250 A, for mounting plate | 63855.7464 | 1 | 1.8 | 205 | 65 | 135
23004 | switch-disconnector 3-pole, screw M10, graphite-grey handle, 400 A, for mounting plate | 86055.6628 | 1 | 2 | 205 | 65 | 147
23005 | switch-disconnector 3-pole, screw M10, graphite-grey handle, 630 A, for mounting plate | 138302.9078 | 1 | 5 | 293 | 98 | 193
23006 | switch-disconnector 3-pole, screw M12, graphite-grey handle, 1000 A, for mounting plate | 175044.6299 | 1 | 5.4 | 293 | 98 | 204
23007 | switch-disconnector 3-pole, screw M16, graphite-grey handle, 1250 A, for mounting plate | 387501.2715 | 1 | 12.3 | 385 | 127 | 290
23008 | switch-disconnector 3-pole, screw M12, graphite-grey handle, 1600 A, for mounting plate | 635383.1284 | 1 | 13.2 | 385 | 127 | 360
23009 | switch-disconnector 3-pole, screw M12, graphite-grey handle, 2500 A, for mounting plate | 1894273.27 | 1 | 28.5 | 385 | 248 | 450
23010 | switch-disconnector 3-pole, screw M12, graphite-grey handle, 3150 A, for mounting plate | 2153031.3651 | 1 | 31 | 385 | 248 | 450
23011 | switch-disconnector 4-pole, screw M6, graphite-grey handle, 160 A, for mounting plate | 53125.7868 | 1 | 1.2 | 158 | 58 | 122
23012 | switch-disconnector 4-pole, box terminal 6 - 70 mm², graphite grey handle, 160 A, for mounting plate | 63262.0277 | 1 | 1.2 | 158 | 58 | 122
23013 | switch-disconnector 4-pole, screw M8, graphite-grey handle, 250 A, for mounting plate | 73742.4534 | 1 | 1.9 | 205 | 65 | 135
23014 | switch-disconnector 4-pole, screw M10, graphite-grey handle, 400 A, for mounting plate | 97121.2025 | 1 | 2.1 | 205 | 65 | 147
23015 | switch-disconnector 4-pole, screw M10, graphite-grey handle, 630 A, for mounting plate | 164469.5535 | 1 | 5.5 | 293 | 98 | 193
23016 | switch-disconnector 4-pole, screw M12, graphite-grey handle, 1000 A, for mounting plate | 221673.0589 | 1 | 5.9 | 293 | 98 | 204
23017 | switch-disconnector 4-pole, screw M16, graphite-grey handle, 1250 A, for mounting plate | 464564.237 | 1 | 13.7 | 385 | 127 | 290
23018 | switch-disconnector 4-pole, screw M12, graphite-grey handle, 1600 A, for mounting plate | 742699.9335 | 1 | 14.9 | 385 | 127 | 360
23021 | switch-disconnector 3-pole + N, screw M6, graphite-grey handle, 160 A, N on right side, for mounting plate | 51103.7014 | 1 | 1.2 | 158 | 58 | 122
23022 | switch-disconnector 3-pole + N, box terminal 6 - 70 mm², graphite grey handle, 160 A, N on right side, for mounting plate | 74723.3799 | 1 | 1.2 | 158 | 58 | 122
23023 | switch-disconnector 3-pole + N, screw M8, graphite-grey handle, 250 A, N on right side, for mounting plate | 73742.4534 | 1 | 1.9 | 205 | 65 | 135
23024 | switch-disconnector 3-pole + N, screw M10, graphite-grey handle, 400 A, N on right side, for mounting plate | 97121.2025 | 1 | 2.1 | 205 | 65 | 147
23025 | switch-disconnector 3-pole + N, screw M10, graphite-grey handle, 630 A, N on right side, for mounting plate | 164469.5535 | 1 | 5.5 | 293 | 98 | 193
23026 | switch-disconnector 3-pole + N, screw M12, graphite-grey handle, 1000 A, N on right side, for mounting plate | 221673.0589 | 1 | 5.9 | 293 | 98 | 204
23027 | switch-disconnector 3-pole + N, screw M16, graphite-grey handle, 1250 A, N on right side, for mounting plate | 464564.237 | 1 | 13.7 | 385 | 127 | 290
23028 | switch-disconnector 3-pole + N, screw M12, graphite-grey handle, 1600 A, N on right side, for mounting plate | 742699.9335 | 1 | 14.9 | 385 | 127 | 360
23050 | switch-disconnector 2-pole, screw M12, without handle, 500 A, UL version, for mounting plate | 174958.5837 | 1 | 2.96 | 121 | 158 | 151
23051 | switch-disconnector 2-pole, screw M10, without handle, 400 A, UL version, for mounting plate | 164796.529 | 1 | 2.86 | 121 | 158 | 151
23052 | switch-disconnector 2-pole, screw M12, without handle, 500 A, IEC version, for mounting plate | 89987.9736 | 1 | 2.96 | 121 | 158 | 151
23053 | switch-disconnector 2-pole, screw M10, without handle, 400 A, IEC version, for mounting plate | 82458.9322 | 1 | 2.86 | 121 | 158 | 151
23101 | changeover switch 3-pole, screw M6, 160 A, for mounting plate | 111955.5652 | 1 | 2.6 | 206 | 244 | 140
23103 | changeover switch 3-pole, screw M8, 250 A, for mounting plate | 181713.2094 | 1 | 4.06 | 249 | 246 | 165
23104 | changeover switch 3-pole, screw M10, 400 A, for mounting plate | 231551.1612 | 1 | 4.4 | 249 | 246 | 165
23105 | changeover switch 3-pole, screw M10, 630 A, for mounting plate | 364148.3362 | 1 | 10.8 | 297 | 230 | 164
23106 | changeover switch 3-pole, screw M12, 1000 A, for mounting plate | 642395.8927 | 1 | 11 | 297 | 230 | 164
23107 | changeover switch 3-pole, screw M16, 1250 A, for mounting plate | 820193.1299 | 1 | 27 | 309 | 285 | 243
23108 | changeover switch 3-pole, screw M12, 1600 A, for mounting plate | 928869.4647 | 1 | 31.5 | 309 | 285 | 243
23121 | changeover switch 3-pole + N, screw M6, 160 A, N on right side, for mounting plate | 124466.6809 | 1 | 2.8 | 206 | 244 | 140
23123 | changeover switch 3-pole + N, screw M8, 250 A, N on right side, for mounting plate | 198715.9361 | 1 | 4.4 | 249 | 246 | 165
23124 | changeover switch 3-pole + N, screw M10, 400 A, N on right side, for mounting plate | 248201.0985 | 1 | 4.7 | 249 | 246 | 165
23125 | changeover switch 3-pole + N, screw M10, 630 A, N on right side, for mounting plate | 392629.6242 | 1 | 12 | 297 | 230 | 164
23126 | changeover switch 3-pole + N, screw M12, 1000 A, N on right side, for mounting plate | 691364.778 | 1 | 13 | 297 | 230 | 164
23127 | changeover switch 3-pole + N, screw M16, 1250 A, N on right side, for mounting plate | 1000606.1713 | 1 | 30.5 | 309 | 285 | 243
23128 | changeover switch 3-pole + N, screw M12, 1600 A, N on right side, for mounting plate | 1146901.8992 | 1 | 35 | 309 | 208 | 243
23901 | door coupling rotary drive, graphite grey, without handle, without door interlock, for S32 160 A | 9250.8358 | 1 | 0.242 | 78 | 25 | 78
23902 | door coupling rotary drive, graphite grey, without handle, without door interlock, for S32 250 A / 400 A | 9698.6828 | 1 | 0.243
23903 | door coupling rotary drive, graphite grey, without handle, without door interlock, for S32 630 A / 1000 A / 1250 A / 1600 A / 2500 A / 3150 A | 24490.0225 | 1 | 0.243
23904 | door coupling rotary drive, graphite grey, without handle, with door interlock, for padlocks, for S32 160 A | 14938.8956 | 1 | 0.291
23905 | door coupling rotary drive, graphite grey, without handle, with door interlock, for padlocks, for S32 250 A / 400 A | 15093.7788 | 1 | 0.292
23906 | door coupling rotary drive, graphite grey, without handle, with door interlock, for padlocks, for S32 630 A / 1000 A / 1250 A / 1600 A / 2500 A / 3150 A | 30659.5341 | 1 | 0.292
23907 | door coupling rotary drive, graphite grey, without handle, with door interlock, for padlocks, for S32 160 A | 33447.4306 | 1 | 0.331
23908 | door coupling rotary drive, graphite grey, without handle, with door interlock, for padlocks, for S32 250 A / 400 A | 34617.6587 | 1 | 0.331
23909 | door coupling rotary drive, graphite grey, without handle, with door interlock, for padlocks, for S32 630 A / 1000 A / 1250 A / 1600 A / 2500 A / 3150 A | 52059.2209 | 1 | 0.331
23910 | door coupling rotary drive, for padlock, yellow-red, with handle, with door interlock, for padlocks, for S32 160 A | 16444.7039 | 1 | 0.397
23911 | door coupling rotary drive, yellow-red, with handle, with door interlock, for padlocks, for S32 250 A / 400 A | 17004.0041 | 1 | 0.433
23912 | door coupling rotary drive, yellow-red, with handle, with door interlock, for padlocks, for S32 630 A / 1000 A | 32148.1331 | 1 | 0.777
23913 | door coupling rotary drive, yellow-red, with handle, with door interlock, for padlocks, for S32 1250 A / 1600 A | 34720.9141 | 1 | 0.789
23914 | door coupling rotary drive, yellow-red, with handle, with door interlock, for padlocks, for S32 2500 A / 3150 A | 35546.9575 | 1 | 0.894
23915 | connection space cover, top / bottom attachable, for covering all terminals at one side of the switch, transparent, für 3P, 3P+N, 4P, for S32 160 A | 2161.0368 | 1 | 0.047
23916 | connection space cover, top / bottom attachable, for covering all terminals at one side of the switch, transparent, für 3P, 3P+N, 4P, for S32 250 A / 400 A | 3778.7051 | 1 | 0.083
23917 | connection space cover, top / bottom attachable, for covering all terminals at one side of the switch, transparent, für 3P, 3P+N, 4P, for S32 630 A / 1000 A | 4036.8437 | 1 | 0.119
23918 | connection space cover, top / bottom attachable, for covering all terminals at one side of the switch, transparent, für 3P, 3P+N, 4P, for S32 1250 A / 1600 A | 21039.5703 | 1 | 0.217
23919 | connection space cover, top / bottom attachable, for covering all terminals at one side of the switch, transparent, für 3P, 3P+N, 4P, for S32 2500 A / 3150 A | 26219.5508 | 1 | 0.427
23920 | pilot switch, 1 n/c + 1 n/o, plug connectors 6,3 x 0,8, for S32 160 A | 8459.6177 | 1 | 0.037
23921 | pilot switch, 1 n/c + 1 n/o, plug connectors 6,3 x 0,8, for S32 250 A / 400 A / 630 A / 1000 A / 1250 A / 1600 A / 2500 A / 3150 A | 6927.9956 | 1 | 0.024
23922 | extension shaft, 300 mm long, for S32 160 A | 3589.4035 | 1 | 0.054
23923 | extension shaft, 300 mm long, for S32 250 A / 400 A | 6446.1369 | 1 | 0.281
23924 | extension shaft, 300 mm long, for S32 630 A - 3150 A | 8588.687 | 1 | 0.536
23925 | connection terminal, 1x 50 - 150 mm², for S32 250 A | 12176.813 | 1 | 0.097
23926 | connection terminal, 1x 95 - 240 mm², for S32 400 A | 12693.0901 | 1 | 0.161
23927 | connection terminal, 2x 50 - 95 mm², for S32 400 A | 13415.8781 | 1 | 0.174
23928 | connection terminal, 2x 95 - 150 mm², for S32 630 A | 14284.9446 | 1 | 0.296
23929 | connection terminal, 3x 50 - 95 mm², for S32 630 A | 15739.1252 | 1 | 0.285
23930 | connection terminal, 2x 95 - 240 mm², for S32 1000 A | 22528.1694 | 1 | 0.462
23931 | connection terminal, 3x 95 - 150 mm², for S32 1000 A | 19275.6235 | 1 | 0.464
23932 | door coupling rotary drive, graphite grey, without handle, with door interlock, for padlocks, for BB32 160 A | 15609.6491 | 1 | 0.33 | 78 | 25 | 78
23933 | door coupling rotary drive, graphite grey, without handle, with door interlock, for padlocks, for BB32 250 A / 400 A | 15790.3461 | 1 | 0.33 | 78 | 25 | 78
23934 | door coupling rotary drive, graphite grey, without handle, with door interlock, for padlocks, for BB32 630 A / 1000 A / 1250 A / 1600 A | 32345.6326 | 1 | 0.61 | 100 | 30 | 100
23935 | connection space cover, for covering all connections, dark grey, for BB32 160 A | 9474.5559 | 1 | 0.07 | 155 | 60 | 150
23936 | connection space cover, for covering all connections, dark grey, for BB32 250 A / 400 A | 10687.8072 | 1 | 0.14 | 205 | 82 | 160
23937 | connection space cover, for covering all connections, dark grey, for BB32 630 A / 1000 A | 12873.3803 | 1 | 0.23 | 285 | 100 | 220
23938 | connection space cover, for covering all connections, dark grey, for BB32 1250 A | 23913.1062 | 1 | 0.3 | 364 | 183 | 260
23939 | connection space cover, for covering all connections, dark grey, for BB32 1600 A | 33317.9545 | 1 | 0.3 | 364 | 263 | 260
23940 | connection bridge, for BB32 160 A 3P | 45175.1191 | 1 | 0.464 | 155 | 60 | 150
23941 | connection bridge, for BB32 160 A 3P+N | 55887.8695 | 1 | 0.57 | 155 | 60 | 150
23942 | connection bridge, for BB32 250 A 3P | 62040.1719 | 1 | 0.76 | 205 | 82 | 160
23943 | connection bridge, for BB32 250 A 3P+N | 72546.4114 | 1 | 0.932 | 205 | 82 | 160
23944 | connection bridge, for BB32 400 A 3P | 81331.7271 | 1 | 0.95 | 205 | 82 | 160
23945 | connection bridge, for BB32 400 A 3P+N | 94436.5615 | 1 | 1.167 | 205 | 82 | 160
23946 | connection bridge, for BB32 630 A 3P | 121670.1798 | 1 | 2.36 | 285 | 100 | 220
23947 | connection bridge, for BB32 630 A 3P+N | 166723.9636 | 1 | 2.986 | 285 | 100 | 220
23948 | connection bridge, for BB32 1000 A 3P | 150977.5113 | 1 | 2.71 | 285 | 100 | 220
23949 | connection bridge, for BB32 1000 A 3P+N | 192331.309 | 1 | 3.444 | 285 | 100 | 220
23950 | connection bridge, for BB32 1250 A 3P | 296077.1972 | 1 | 5.612 | 364 | 183 | 260
23951 | connection bridge, for BB32 1250 A 3P+N | 380092.6947 | 1 | 7.29 | 364 | 183 | 260
23952 | connection bridge, for BB32 1600 A 3P | 495799.003 | 1 | 7.66 | 364 | 263 | 260
23953 | connection bridge, for BB32 1600 A 3P+N | 645923.7864 | 1 | 10.072 | 364 | 263 | 260
23954 | locking device for direct drive, for S32-1 | 21323.5228 | 1 | 0.25
23955 | locking device for direct drive, for S32-2 | 22631.4248 | 1 | 0.25
23956 | locking device for direct drive, for S32-3, S32-4, S32-5 | 28671.8672 | 1 | 0.25
23957 | locking device for direct drive, for S32-1 | 24653.5102 | 1 | 0.25
23958 | locking device for direct drive, for S32-2 | 33628.1276 | 1 | 0.25
23959 | locking device for direct drive, for S32-3, S32-4 | 30685.348 | 1 | 0.25
23960 | connection terminal, 1x 6 - 35 mm², for S32 250 A | 818.7163 | 1 | 0.097
23961 | connection space cover, top / bottom attachable, for covering all terminals at one side of the switch, transparent, für 3P, 3P+N, 4P, for Capus DC Switch | 2892.4294 | 1
23962 | pilot switch, 1 n/c + 1 n/o, plug connectors 6,3 x 0,8, for Capus DC Switch | 10292.4015 | 1
23963 | extension shaft, 300 mm long, for Capus DC Switch | 6721.4847 | 1
23964 | door coupling rotary drive, for Capus DC Switch | 3795.9144 | 1
23965 | door coupling rotary drive, for Capus DC Switch | 11462.6297 | 1
30322 | connecting set 1600 A (3-pole), 150 mm, flexible longitudinal connection | 338833.5478 | 1 | 5.36 | 150 | 105 | 45
30473 | connecting set 1600 A (3-pole), 130 mm, flexible corner connection | 452543.5846 | 1 | 6.38 | 220 | 220 | 45
30894 | M8 screw connector, with spring washer, size 00 | 577.3801 | 3 | 0.014 | 15 | 25 | 15
31005 | D01 screw cap, plastic, 400 V, E 14 | 1601.7366 | 20 | 0.012
31006 | D02 screw cap, plastic, 400 V, E 18 | 1300.5749 | 20 | 0.013
31008 | cylindr, fuse link 1 A, 500 V, gG, 10 x 38 | 783.891 | 10 | 0.006 | 10 | 38 | 10
31009 | cylindr, fuse link 8 A, 500 V, gG, 10 x 38 | 732.2633 | 10 | 0.006 | 10 | 38 | 10
31010 | cylindr, fuse link 12 A, 500 V, gG, 10 x 38 | 732.2633 | 10 | 0.006 | 10 | 38 | 10
31011 | cylindr, fuse link 2 A, 690 V, gG, 14 x 51 | 1343.1912 | 10 | 0.019 | 14 | 51 | 14
31012 | comb-type busbar, 3-pole, bridge type, pitch 27 mm, 80 A, 1 m long, 16 mm² | 25892.5753 | 10 | 0.562 | 1000 | 16 | 17
31014 | comb-type busbar, 1-pole, bridge type, pitch 27 mm, 80 A, 1 m long, 16 mm² | 9793.3336 | 25 | 0.19 | 1000 | 15 | 5
31017 | cylindr, fuse link 6 A, 690 V, gG, 14 x 51 | 1343.1912 | 10 | 0.019 | 14 | 51 | 14
31022 | cylindr, fuse link 7 A, -Mersen-, 600 V AC, time delay, Class CC, for control transformer applications | 5705.7329 | 10 | 0.008 | 10 | 38 | 10
31022 | cylindr, fuse link 7 A, -Mersen-, 600 V AC, time delay, Class CC, for control transformer applications | 5705.7329 | 10 | 0.008 | 10 | 38 | 10
31024 | comb type busbar, 1-pole, fork type, pitch 27 mm, 80 A, 1 m long, 16 mm² | 12366.1146 | 25 | 0.246 | 1000 | 15 | 5
31026 | comb type busbar, 3-pole, fork type, pitch 27 mm, 80 A, 1 m long, 16 mm² | 31072.5558 | 10 | 0.56 | 1000 | 16 | 17
31027 | end cap, for 2-pole and 3-pole comb-type busbars 16 mm² | 499.9386 | 50 | 0.001 | 5 | 16 | 16
31028 | connection terminal, side connection, 6 - 50 mm², for 31014, 31024, 31309, 31311 | 2900.6272 | 25 | 0.025 | 20 | 26 | 17
31029 | connection terminal, side connection, 6 - 50 mm², for 31012, 31310, 31312 | 2900.6272 | 25 | 0.029 | 20 | 26 | 17
31032 | cylindr, fuse link 1 A, -Mersen-, 600 V AC, time delay, Class CC, for motor load applications | 11531.0598 | 10 | 0.008 | 10 | 38 | 10
31032 | cylindr, fuse link 1 A, -Mersen-, 600 V AC, time delay, Class CC, for motor load applications | 11531.0598 | 10 | 0.008 | 10 | 38 | 10
31033 | cylindr, fuse link 2 A, -Mersen-, 600 V AC, time delay, Class CC, for motor load applications | 11531.0598 | 10 | 0.008 | 10 | 38 | 10
31033 | cylindr, fuse link 2 A, -Mersen-, 600 V AC, time delay, Class CC, for motor load applications | 11531.0598 | 10 | 0.008 | 10 | 38 | 10
31034 | cylindr, fuse link 2,5 A, -Mersen-, 600 V AC, time delay, Class CC, for motor load applications | 11531.0598 | 10 | 0.008 | 10 | 38 | 10
31034 | cylindr, fuse link 2,5 A, -Mersen-, 600 V AC, time delay, Class CC, for motor load applications | 11531.0598 | 10 | 0.008 | 10 | 38 | 10
31039 | connection terminal, front connection, 6 - 35 mm² / AWG 10 - 1/0, for 31548 | 2573.6517 | 10 | 0.03 | 17 | 29 | 41
31042 | end cap, for 1-pole comb-type busbars 25 mm² | 973.5994 | 20 | 0.001
31056 | comb-type busbar, 3-pole, bridge type, pitch 27 mm, 130 A, 1 m long, 35 mm² | 59433.3792 | 4 | 1.25 | 1000 | 15 | 30
31057 | comb-type busbar, 1-pole, bridge type, pitch 27 mm, 130 A, 1 m long, 35 mm² | 22717.471 | 10 | 0.5 | 1000 | 26 | 6
31066 | cylindr, fuse link 3 A, -Mersen-, 600 V AC, time delay, Class CC, for motor load applications | 11531.0598 | 10 | 0.008 | 10 | 38 | 10
31066 | cylindr, fuse link 3 A, -Mersen-, 600 V AC, time delay, Class CC, for motor load applications | 11531.0598 | 10 | 0.008 | 10 | 38 | 10
31067 | cylindr, fuse link 4 A, -Mersen-, 600 V AC, time delay, Class CC, for motor load applications | 11531.0598 | 10 | 0.008 | 10 | 38 | 10
31067 | cylindr, fuse link 4 A, -Mersen-, 600 V AC, time delay, Class CC, for motor load applications | 11531.0598 | 10 | 0.008 | 10 | 38 | 10
31068 | cylindr, fuse link 5 A, -Mersen-, 600 V AC, time delay, Class CC, for motor load applications | 11531.0598 | 10 | 0.008 | 10 | 38 | 10
31068 | cylindr, fuse link 5 A, -Mersen-, 600 V AC, time delay, Class CC, for motor load applications | 11531.0598 | 10 | 0.008 | 10 | 38 | 10
31069 | cylindr, fuse link 6 A, -Mersen-, 600 V AC, time delay, Class CC, for motor load applications | 11531.0598 | 10 | 0.008 | 10 | 38 | 10
31069 | cylindr, fuse link 6 A, -Mersen-, 600 V AC, time delay, Class CC, for motor load applications | 11531.0598 | 10 | 0.008 | 10 | 38 | 10
31070 | D strip cover, E 27, 1-fold, elevated, 42 mm wide | 1110.8665 | 10 | 0.049 | 42 | 17 | 200
31071 | D strip cover, E 33, 1-fold, elevated, 57 mm wide | 1386.2143 | 10 | 0.062 | 57 | 17 | 200
31072 | D strip cover, E 27, 2-fold, elevated, 84 mm wide | 1575.5159 | 5 | 0.084 | 84 | 17 | 200
31073 | D strip cover, E 33, 2-fold, elevated, 114 mm wide | 1902.4914 | 5 | 0.108 | 114 | 17 | 200
31074 | cylindr, fuse link 7 A, -Mersen-, 600 V AC, time delay, Class CC, for motor load applications | 11531.0598 | 10 | 0.008 | 10 | 38 | 10
31074 | cylindr, fuse link 7 A, -Mersen-, 600 V AC, time delay, Class CC, for motor load applications | 11531.0598 | 10 | 0.008 | 10 | 38 | 10
31075 | cylindr, fuse link 8 A, -Mersen-, 600 V AC, time delay, Class CC, for motor load applications | 11531.0598 | 10 | 0.008 | 10 | 38 | 10
31075 | cylindr, fuse link 8 A, -Mersen-, 600 V AC, time delay, Class CC, for motor load applications | 11531.0598 | 10 | 0.008 | 10 | 38 | 10
31076 | cylindr, fuse link 10 A, -Mersen-, 600 V AC, time delay, Class CC, for motor load applications | 11531.0598 | 10 | 0.008 | 10 | 38 | 10
31076 | cylindr, fuse link 10 A, -Mersen-, 600 V AC, time delay, Class CC, for motor load applications | 11531.0598 | 10 | 0.008 | 10 | 38 | 10
31077 | cylindr, fuse link 15 A, -Mersen-, 600 V AC, time delay, Class CC, for motor load applications | 11531.0598 | 10 | 0.008 | 10 | 38 | 10
31077 | cylindr, fuse link 15 A, -Mersen-, 600 V AC, time delay, Class CC, for motor load applications | 11531.0598 | 10 | 0.008 | 10 | 38 | 10
31078 | cylindr, fuse link 20 A, -Mersen-, 600 V AC, time delay, Class CC, for motor load applications | 11531.0598 | 10 | 0.008 | 10 | 38 | 10
31078 | cylindr, fuse link 20 A, -Mersen-, 600 V AC, time delay, Class CC, for motor load applications | 11531.0598 | 10 | 0.008 | 10 | 38 | 10
31079 | cylindr, fuse link 25 A, -Mersen-, 600 V AC, time delay, Class CC, for motor load applications | 11531.0598 | 10 | 0.008 | 10 | 38 | 10
31079 | cylindr, fuse link 25 A, -Mersen-, 600 V AC, time delay, Class CC, for motor load applications | 11531.0598 | 10 | 0.008 | 10 | 38 | 10
31080 | cylindr, fuse link 30 A, -Mersen-, 600 V AC, time delay, Class CC, for motor load applications | 11531.0598 | 10 | 0.008 | 10 | 38 | 10
31080 | cylindr, fuse link 30 A, -Mersen-, 600 V AC, time delay, Class CC, for motor load applications | 11531.0598 | 10 | 0.008 | 10 | 38 | 10
31084 | end cap, for 3-pole comb-type busbars 35 mm² | 1137.0872 | 10 | 0.002
31085 | connection terminal, front connection, 6 - 50 mm², for 31012, 31310, 31312 | 2900.6272 | 25 | 0.029 | 17 | 26 | 20
31086 | label support, for Triton, snap-on | 629.4147 | 100 | 0.001
31098 | D-screw cap, plastic, 500 V, E 27 | 1920.1075 | 20 | 0.028
31100 | D-screw cap, plastic, 500 V, E 33 | 2350.3384 | 20 | 0.048
31101 | comb-type busbar, 1-pole, bridge type, pitch 18 mm, 80 A, 1 m long, 16 mm² | 9698.6828 | 25 | 0.218 | 1000 | 15 | 5
31102 | comb-type busbar, 3-pole, bridge type, pitch 18 mm, 80 A, 1 m long, 16 mm² | 27148.8497 | 10 | 0.594 | 1000 | 16 | 18
31103 | connection terminal, side connection, 6 - 25 mm², for 31101, 31102 | 1644.3529 | 50 | 0.012 | 18 | 17 | 13
31104 | D02 screw cap, plastic, with reducer for D01, 400 V, with inspection hole, E 18 | 2014.7583 | 20 | 0.014
31110 | holder for cylindrical fuses, 10 x 38 / 1P, 32 A / 690 V, for mounting rail | 2582.2563 | 12 | 0.052 | 18 | 58 | 81
31111 | holder for cylindrical fuses, 10 x 38 / 1P + N, 32 A / 690 V, N on right side, for mounting rail | 5249.6881 | 6 | 0.113 | 36 | 58 | 81
31112 | holder for cylindrical fuses, 10x38 / 2P, 32 A / 690 V, for mounting rail | 4991.5496 | 6 | 0.103 | 36 | 58 | 81
31113 | holder for cylindrical fuses, 10x38 / 3P, 32 A / 690 V, for mounting rail | 7349.2151 | 4 | 0.155 | 54 | 58 | 81
31114 | holder for cylindrical fuses, 10x38 / 3P + N, 32 A / 690 V, N on right side, for mounting rail | 10008.0423 | 3 | 0.217 | 72 | 58 | 81
31115 | holder for cylindrical fuses, 14x51 / 1P, 50 A / 690 V, for mounting rail | 7839.6784 | 6 | 0.097 | 27 | 69 | 90
31116 | holder for cylindrical fuses, 14x51 / 1P + N, 50 A / 690 V, N on right side, for mounting rail | 16616.3895 | 3 | 0.218 | 54 | 69 | 90
31117 | holder for cylindrical fuses, 14x51 / 2P, 50 A / 690 V, for mounting rail | 15428.9521 | 3 | 0.202 | 54 | 69 | 90
31118 | holder for cylindrical fuses, 14x51 / 3P, 50 A / 690 V, for mounting rail | 23044.0397 | 2 | 0.304 | 81 | 69 | 90
31119 | holder for cylindrical fuses, 14x51 / 3P + N, 50 A / 690 V, N on right side, for mounting rail | 32431.6787 | 1 | 0.427 | 108 | 69 | 90
31120 | holder for cylindrical fuses, 22 x 58 / 1P, 100 A / 690 V, for mounting rail | 11040.5965 | 6 | 0.158 | 36 | 69 | 115
31121 | holder for cylindrical fuses, 22 x 58 / 1P + N, 100 A / 690 V, N on right side, for mounting rail | 23482.8752 | 3 | 0.358 | 72 | 69 | 115
31122 | holder for cylindrical fuses, 22 x 58 / 2P, 100 A / 690 V, for mounting rail | 21804.9746 | 3 | 0.322 | 72 | 69 | 115
31123 | holder for cylindrical fuses, 22 x 58 / 3P, 100 A / 690 V, for mounting rail | 32612.3757 | 2 | 0.486 | 108 | 69 | 115
31124 | holder for cylindrical fuses, 22 x 58 / 3P + N, 100 A / 690 V, N on right side, for mounting rail | 45037.4452 | 1 | 0.675 | 144 | 69 | 115
31130 | holder for cylindrical fuses, with LED, 10 x 38 / 1P, 32 A / 110 - 690 V, indication of a released fuse link, for mounting rail | 4595.7371 | 12 | 0.057 | 18 | 58 | 81
31132 | holder for cylindrical fuses, with LED, 10 x 38 / 2P, 32 A / 110 - 690 V, indication of a released fuse link, for mounting rail | 8975.488 | 6 | 0.113 | 36 | 58 | 81
31133 | holder for cylindrical fuses, with LED, 10 x 38 / 3P, 32 A / 110 - 690 V, indication of a released fuse link, for mounting rail | 13329.4251 | 4 | 0.17 | 54 | 58 | 81
31135 | holder for cylindrical fuses, with LED, 14 x 51 / 1P, 50 A / 110 - 690 V, indication of a released fuse link, for mounting rail | 10558.7379 | 6 | 0.098 | 27 | 69 | 90
31138 | holder for cylindrical fuses, with LED, 14 x 51 / 3P, 50 A / 110 - 690 V, indication of a released fuse link, for mounting rail | 31184.009 | 2 | 0.305 | 81 | 69 | 90
31140 | holder for cylindrical fuses, with LED, 22 x 58 / 1P, 100 A / 110 - 690 V, indication of a released fuse link, for mounting rail | 13725.2376 | 6 | 0.159 | 36 | 69 | 115
31143 | holder for cylindrical fuses, with LED, 22 x 58 / 3P, 100 A / 110 - 690 V, indication of a released fuse link, for mounting rail | 40735.1358 | 2 | 0.487 | 108 | 69 | 115
31157 | connection terminal, front connection, 6 - 25 mm², for 31101, 31102 | 1825.0498 | 50 | 0.012 | 13 | 17 | 18
31158 | D0 busbar mounted switch-disconnector-fuse, for fuse links D01 and D02, E18 / 63 A / 3P, connection bottom, 3-pole / 1-pole switching | 45089.0729 | 1 | 0.759 | 27 | 100 | 220
31168 | holder for cylindrical fuses, 14 x 51 / 3P + N, 50 A / 690 V, N on left side, for mounting rail | 19326.8444 | 1 | 0.427 | 108 | 69 | 90
31171 | holder for cylindrical fuses, 22 x 58 / 3P + N, 100 A / 690 V, N on left side, for mounting rail | 45020.236 | 1 | 0.675 | 144 | 69 | 115
31173 | D fuse base, panel-mounting, E 27 / 25 A / 1P, for screw-in gauge rings, touch protected acc, to DGUV V3, for mounting plate or mounting rail | 3752.4844 | 9 | 0.152 | 40 | 55 | 90
31174 | D fuse base, panel-mounting, E 27 / 25 A / 3P, for screw-in gauge rings, touch protected acc, to DGUV V3, for mounting plate or mounting rail | 10920.1319 | 3 | 0.457 | 120 | 55 | 90
31175 | D fuse base, panel-mounting, E 33 / 63 A / 1P, for screw-in gauge rings, touch protected acc, to DGUV V3, for mounting plate or mounting rail | 4621.5509 | 9 | 0.186 | 50 | 55 | 80
31176 | D fuse base, panel-mounting, E 33 / 63 A / 3P, for screw-in gauge rings, touch protected acc, to DGUV V3, for mounting plate or mounting rail | 13578.9591 | 3 | 0.538 | 150 | 55 | 90
31182 | cylindr, fuse link 2 A, 500 V, gG, 10 x 38 | 749.4725 | 10 | 0.006 | 10 | 38 | 10
31183 | cylindr, fuse link 4 A, 500 V, gG, 10 x 38 | 749.4725 | 10 | 0.006 | 10 | 38 | 10
31184 | cylindr, fuse link 6 A, 500 V, gG, 10 x 38 | 749.4725 | 10 | 0.006 | 10 | 38 | 10
31185 | cylindr, fuse link 10 A, 500 V, gG, 10 x 38 | 749.4725 | 10 | 0.006 | 10 | 38 | 10
31186 | cylindr, fuse link 16 A, 500 V, gG, 10 x 38 | 749.4725 | 10 | 0.006 | 10 | 38 | 10
31187 | cylindr, fuse link 20 A, 500 V, gG, 10 x 38 | 749.4725 | 10 | 0.006 | 10 | 38 | 10
31188 | cylindr, fuse link 25 A, 500 V, gG, 10 x 38 | 749.4725 | 10 | 0.006 | 10 | 38 | 10
31189 | cylindr, fuse link 32 A, 400 V, gG, 10 x 38 | 749.4725 | 10 | 0.006 | 10 | 38 | 10
31190 | cylindr, fuse link 10 A, 690 V, gG, 14 x 51 | 1059.2388 | 10 | 0.019 | 14 | 51 | 14
31191 | cylindr, fuse link 16 A, 690 V, gG, 14 x 51 | 1162.4942 | 10 | 0.019 | 14 | 51 | 14
31192 | cylindr, fuse link 20 A, 690 V, gG, 14 x 51 | 1162.4942 | 10 | 0.019 | 14 | 51 | 14
31193 | cylindr, fuse link 25 A, 690 V, gG, 14 x 51 | 1162.4942 | 10 | 0.019 | 14 | 51 | 14
31194 | cylindr, fuse link 32 A, 500 V, gG, 14 x 51 | 1196.9127 | 10 | 0.019 | 14 | 51 | 14
31195 | cylindr, fuse link 40 A, 500 V, gG, 14 x 51 | 1196.9127 | 10 | 0.019 | 14 | 51 | 14
31196 | cylindr, fuse link 50 A, 400 V, gG, 14 x 51 | 1274.3542 | 10 | 0.019 | 14 | 51 | 14
31198 | cylindr, fuse link 32 A, 690 V, gG, 22 x 58 | 1825.0498 | 10 | 0.05 | 22 | 58 | 22
31199 | cylindr, fuse link 40 A, 690 V, gG, 22 x 58 | 2031.5607 | 10 | 0.05 | 22 | 58 | 22
31200 | cylindr, fuse link 50 A, 690 V, gG, 22 x 58 | 2083.1884 | 10 | 0.05 | 22 | 58 | 22
31201 | cylindr, fuse link 63 A, 690 V, gG, 22 x 58 | 2074.5838 | 10 | 0.05 | 22 | 58 | 22
31202 | cylindr, fuse link 80 A, 500 V, gG, 22 x 58 | 2152.0254 | 10 | 0.05 | 22 | 58 | 22
31203 | cylindr, fuse link 100 A, 500 V, gG, 22 x 58 | 2255.2808 | 10 | 0.05 | 22 | 58 | 22
31204 | cylindr, fuse link 125 A, 400 V, gG, 22 x 58 | 2332.7224 | 10 | 0.05 | 22 | 58 | 22
31205 | cylindr, fuse link 1 A, 690 V, gR, 10 x 38 | 4802.2479 | 10 | 0.006 | 10 | 38 | 10
31206 | cylindr, fuse link 2 A, 690 V, gR, 10 x 38 | 4647.3648 | 10 | 0.006 | 10 | 38 | 10
31207 | cylindr, fuse link 4 A, 690 V, gR, 10 x 38 | 4819.4572 | 10 | 0.006 | 10 | 38 | 10
31208 | cylindr, fuse link 6 A, 690 V, gR, 10 x 38 | 4819.4572 | 10 | 0.006 | 10 | 38 | 10
31209 | cylindr, fuse link 10 A, 690 V, gR, 10 x 38 | 4871.0849 | 10 | 0.006 | 10 | 38 | 10
31210 | cylindr, fuse link 12 A, 690 V, gR, 10 x 38 | 4716.2018 | 10 | 0.006 | 10 | 38 | 10
31211 | cylindr, fuse link 16 A, 690 V, gR, 10 x 38 | 4896.8987 | 10 | 0.006 | 10 | 38 | 10
31212 | cylindr, fuse link 20 A, 690 V, gR, 10 x 38 | 4785.0387 | 10 | 0.006 | 10 | 38 | 10
31213 | cylindr, fuse link 25 A, 690 V, gR, 10 x 38 | 5318.5251 | 10 | 0.006 | 10 | 38 | 10
31214 | cylindr, fuse link 30 A, 690 V, gR, 10 x 38 | 5361.5482 | 10 | 0.006 | 10 | 38 | 10
31215 | cylindr, fuse link 10 A, 690 V, gR, 14 x 51 | 5765.9652 | 10 | 0.019 | 14 | 51 | 14
31216 | cylindr, fuse link 16 A, 690 V, gR, 14 x 51 | 6092.9407 | 10 | 0.019 | 14 | 51 | 14
31217 | cylindr, fuse link 20 A, 690 V, gR, 14 x 51 | 6144.5685 | 10 | 0.019 | 14 | 51 | 14
31219 | cylindr, fuse link 32 A, 690 V, gR, 14 x 51 | 6376.8932 | 10 | 0.019 | 14 | 51 | 14
31220 | cylindr, fuse link 40 A, 690 V, gR, 14 x 51 | 8355.9555 | 10 | 0.019 | 14 | 51 | 14
31221 | cylindr, fuse link 50 A, 690 V, gR, 14 x 51 | 8476.4201 | 10 | 0.019 | 14 | 51 | 14
31226 | cylindr, fuse link 50 A, 690 V, gR, 22 x 58 | 10679.2025 | 10 | 0.05 | 22 | 58 | 22
31227 | cylindr, fuse link 63 A, 690 V, gR, 22 x 58 | 13140.1235 | 10 | 0.05 | 22 | 58 | 22
31228 | cylindr, fuse link 80 A, 690 V, gR, 22 x 58 | 13561.7498 | 10 | 0.05 | 22 | 58 | 22
31229 | cylindr, fuse link 100 A, 690 V, gR, 22 x 58 | 16994.9927 | 10 | 0.05 | 22 | 58 | 22
31232 | busbar mounted switch-disconnector-fuse, for fuses 10x38 IEC 60269-2, 3P, connection bottom, 3-pole / 1-pole switching | 49356.9638 | 1 | 0.76 | 27 | 100 | 220
31235 | cylindr, fuse link 1 A, -Mersen-, 600 V AC, fast acting, Class CC, for branch circuit protection | 7409.4474 | 10 | 0.008 | 10 | 38 | 10
31235 | cylindr, fuse link 1 A, -Mersen-, 600 V AC, fast acting, Class CC, for branch circuit protection | 7409.4474 | 10 | 0.008 | 10 | 38 | 10
31236 | cylindr, fuse link 2 A, -Mersen-, 600 V AC, fast acting, Class CC, for branch circuit protection | 7409.4474 | 10 | 0.008 | 10 | 38 | 10
31236 | cylindr, fuse link 2 A, -Mersen-, 600 V AC, fast acting, Class CC, for branch circuit protection | 7409.4474 | 10 | 0.008 | 10 | 38 | 10
31237 | cylindr, fuse link 4 A, -Mersen-, 600 V AC, fast acting, Class CC, for branch circuit protection | 7409.4474 | 10 | 0.008 | 10 | 38 | 10
31237 | cylindr, fuse link 4 A, -Mersen-, 600 V AC, fast acting, Class CC, for branch circuit protection | 7409.4474 | 10 | 0.008 | 10 | 38 | 10
31238 | cylindr, fuse link 6 A, -Mersen-, 600 V AC, fast acting, Class CC, for branch circuit protection | 7159.9135 | 10 | 0.008 | 10 | 38 | 10
31238 | cylindr, fuse link 6 A, -Mersen-, 600 V AC, fast acting, Class CC, for branch circuit protection | 7159.9135 | 10 | 0.008 | 10 | 38 | 10
31239 | cylindr, fuse link 10 A, -Mersen-, 600 V AC, fast acting, Class CC, for branch circuit protection | 7409.4474 | 10 | 0.008 | 10 | 38 | 10
31239 | cylindr, fuse link 10 A, -Mersen-, 600 V AC, fast acting, Class CC, for branch circuit protection | 7409.4474 | 10 | 0.008 | 10 | 38 | 10
31240 | cylindr, fuse link 15 A, -Mersen-, 600 V AC, fast acting, Class CC, for branch circuit protection | 7409.4474 | 10 | 0.008 | 10 | 38 | 10
31240 | cylindr, fuse link 15 A, -Mersen-, 600 V AC, fast acting, Class CC, for branch circuit protection | 7409.4474 | 10 | 0.008 | 10 | 38 | 10
31241 | cylindr, fuse link 20 A, -Mersen-, 600 V AC, fast acting, Class CC, for branch circuit protection | 7409.4474 | 10 | 0.008 | 10 | 38 | 10
31241 | cylindr, fuse link 20 A, -Mersen-, 600 V AC, fast acting, Class CC, for branch circuit protection | 7409.4474 | 10 | 0.008 | 10 | 38 | 10
31242 | cylindr, fuse link 25 A, -Mersen-, 600 V AC, fast acting, Class CC, for branch circuit protection | 7409.4474 | 10 | 0.008 | 10 | 38 | 10
31242 | cylindr, fuse link 25 A, -Mersen-, 600 V AC, fast acting, Class CC, for branch circuit protection | 7409.4474 | 10 | 0.008 | 10 | 38 | 10
31243 | cylindr, fuse link 30 A, -Mersen-, 600 V AC, fast acting, Class CC, for branch circuit protection | 7409.4474 | 10 | 0.008 | 10 | 38 | 10
31243 | cylindr, fuse link 30 A, -Mersen-, 600 V AC, fast acting, Class CC, for branch circuit protection | 7409.4474 | 10 | 0.008 | 10 | 38 | 10
31244 | cylindr, fuse link 1 A, -Mersen-, 600 V AC, time delay, Class CC, for control transformer applications | 8889.4418 | 10 | 0.008 | 10 | 38 | 10
31244 | cylindr, fuse link 1 A, -Mersen-, 600 V AC, time delay, Class CC, for control transformer applications | 8889.4418 | 10 | 0.008 | 10 | 38 | 10
31245 | cylindr, fuse link 2 A, -Mersen-, 600 V AC, time delay, Class CC, for control transformer applications | 8889.4418 | 10 | 0.008 | 10 | 38 | 10
31245 | cylindr, fuse link 2 A, -Mersen-, 600 V AC, time delay, Class CC, for control transformer applications | 8889.4418 | 10 | 0.008 | 10 | 38 | 10
31246 | cylindr, fuse link 4 A, -Mersen-, 600 V AC, time delay, Class CC, for control transformer applications | 8889.4418 | 10 | 0.008 | 10 | 38 | 10
31246 | cylindr, fuse link 4 A, -Mersen-, 600 V AC, time delay, Class CC, for control transformer applications | 8889.4418 | 10 | 0.008 | 10 | 38 | 10
31247 | cylindr, fuse link 6 A, -Mersen-, 600 V AC, time delay, Class CC, for control transformer applications | 9947.8099 | 10 | 0.008 | 10 | 38 | 10
31247 | cylindr, fuse link 6 A, -Mersen-, 600 V AC, time delay, Class CC, for control transformer applications | 9947.8099 | 10 | 0.008 | 10 | 38 | 10
31248 | cylindr, fuse link 10 A, -Mersen-, 600 V AC, time delay, Class CC, for control transformer applications | 8889.4418 | 10 | 0.008 | 10 | 38 | 10
31248 | cylindr, fuse link 10 A, -Mersen-, 600 V AC, time delay, Class CC, for control transformer applications | 8889.4418 | 10 | 0.008 | 10 | 38 | 10
31249 | cylindr, fuse link 15 A, -Mersen-, 600 V AC, time delay, Class CC, for control transformer applications | 8889.4418 | 10 | 0.008 | 10 | 38 | 10
31249 | cylindr, fuse link 15 A, -Mersen-, 600 V AC, time delay, Class CC, for control transformer applications | 8889.4418 | 10 | 0.008 | 10 | 38 | 10
31250 | cylindr, fuse link 20 A, -Mersen-, 600 V AC, time delay, Class CC, for control transformer applications | 8889.4418 | 10 | 0.008 | 10 | 38 | 10
31250 | cylindr, fuse link 20 A, -Mersen-, 600 V AC, time delay, Class CC, for control transformer applications | 8889.4418 | 10 | 0.008 | 10 | 38 | 10
31251 | cylindr, fuse link 25 A, -Mersen-, 600 V AC, time delay, Class CC, for control transformer applications | 8889.4418 | 10 | 0.008 | 10 | 38 | 10
31251 | cylindr, fuse link 25 A, -Mersen-, 600 V AC, time delay, Class CC, for control transformer applications | 8889.4418 | 10 | 0.008 | 10 | 38 | 10
31252 | cylindr, fuse link 30 A, -Mersen-, 600 V AC, time delay, Class CC, for control transformer applications | 8889.4418 | 10 | 0.008 | 10 | 38 | 10
31252 | cylindr, fuse link 30 A, -Mersen-, 600 V AC, time delay, Class CC, for control transformer applications | 8889.4418 | 10 | 0.008 | 10 | 38 | 10
31258 | N module, 10 x 38 / N, 32 A / 690 V, for mounting rail | 3184.5796 | 12 | 0.062 | 18 | 58 | 81
31260 | D0 switch-disconnector-fuse, for 3-pole busbar system, for D01 and D02 fuses, E18 / 63 A / 3P, operator independent switching (snap-action mechanism), connection bottom | 40898.6236 | 1 | 0.33 | 22.5 | 100 | 184
31261 | D0 switch-disconnector-fuse, for 3-pole busbar system, for D01 and D02 fuses, E18 / 63 A / 3P, with electronic fuse monitoring, operator independent switching (snap-action mechanism), connection bottom | 3563.1828 | 1 | 0.33 | 27 | 100 | 184
31262 | busbar mounted switch-disconnector-fuse, for fuses 10x38 IEC 60269-2, 3P, operator independent switching (snap-action mechanism), connection bottom | 41019.0883 | 1 | 0.33 | 22.5 | 100 | 184
31263 | busbar mounted switch-disconnector-fuse, for fuses 10x38 IEC 60269-2, 3P, with electronic fuse monitoring, operator independent switching (snap-action mechanism), connection bottom | 3563.1828 | 1 | 0.33 | 27 | 100 | 184
31264 | busbar mounted switch-disconnector-fuse, for fuses Class CC UL 248-4, 3P, operator independent switching (snap-action mechanism), connection bottom | 43858.6124 | 1 | 0.33 | 22.5 | 100 | 184
31265 | busbar mounted switch-disconnector-fuse, for fuses Class CC, 3P, with electronic fuse monitoring, operator independent switching (snap-action mechanism), connection bottom | 3563.1828 | 1 | 0.33 | 27 | 100 | 184
31269 | connection kit 14x51, 2-pole, for 10 2-pole combinations 14x51 | 2281.5015 | 1 | 0.036
31273 | holder for cylindrical fuses, 10 x 38 / 1P/N, 32 A / 690 V, N integrated, N on left side, for mounting rail | 5180.8512 | 12 | 0.09 | 18 | 58 | 81
31274 | holder for cylindrical fuses, 10 x 38 / 3P/N, 32 A / 690 V, N integrated, N on left side, for mounting rail | 9939.2053 | 4 | 0.22 | 54 | 58 | 81
31275 | holder for cylindrical fuses, for semiconductor fuses, 10 x 38 / 1P, 32 A / 690 V, for semiconductor protection, for mounting rail | 2857.6041 | 12 | 0.052 | 18 | 58 | 81
31276 | holder for cylindrical fuses, for semiconductor fuses, 10 x 38 / 2P, 32 A / 690 V, for semiconductor protection, for mounting rail | 5473.4082 | 6 | 0.103 | 36 | 58 | 81
31277 | holder for cylindrical fuses, for semiconductor fuses, 10 x 38 / 3P, 32 A / 690 V, for semiconductor protection, for mounting rail | 8089.2123 | 4 | 0.155 | 54 | 58 | 81
31278 | holder for cylindrical fuses, for semiconductor fuses, 14 x 51 / 1P, 50 A / 690 V, for mounting rail | 8596.8848 | 6 | 0.097 | 27 | 69 | 90
31279 | holder for cylindrical fuses, for semiconductor fuses, 14 x 51 / 2P, 50 A / 690 V, for mounting rail | 16977.7835 | 3 | 0.202 | 54 | 69 | 90
31280 | holder for cylindrical fuses, for semiconductor fuses, 14 x 51 / 3P, 50 A / 690 V, for mounting rail | 25272.6359 | 2 | 0.304 | 81 | 69 | 90
31281 | holder for cylindrical fuses, for semiconductor fuses, 22 x 58 / 1P, 100 A / 690 V, for mounting rail | 12098.9646 | 6 | 0.158 | 36 | 69 | 115
31282 | holder for cylindrical fuses, for semiconductor fuses, 22 x 58 / 2P, 100 A / 690 V, for mounting rail | 23947.5247 | 3 | 0.322 | 72 | 69 | 115
31283 | holder for cylindrical fuses, for semiconductor fuses, 22 x 58 / 3P, 100 A / 690 V, for mounting rail | 35796.0847 | 2 | 0.486 | 108 | 69 | 115
31284 | holder for cylindrical fuses, Class J / 1P, box terminal 50 mm², 30 A / 600 V (21x57), for mounting rail | 12460.3586 | 6 | 0.158 | 36 | 69 | 115
31285 | holder for cylindrical fuses, Class J / 2P, box terminal 50 mm², 30 A / 600 V (21x57), for mounting rail | 24687.5219 | 3 | 0.322 | 72 | 69 | 115
31286 | D0 fuse base, panel-mounting, E 14 / 16 A / 1P, touch protected acc, to DGUV V3, for mounting rail | 3692.2521 | 9 | 0.128 | 27 | 55 | 80
31287 | holder for cylindrical fuses, Class J / 3P, box terminal 50 mm², 30 A / 600 V (21x57), for mounting rail | 36906.0805 | 2 | 0.486 | 108 | 69 | 115
31288 | D0 fuse base, panel-mounting, E 14 / 16 A / 3P, touch protected acc, to DGUV V3, for mounting rail | 10937.3411 | 3 | 0.384 | 81 | 55 | 80
31291 | D0 fuse base, panel-mounting, E 18 / 63 A / 1P, touch protected acc, to DGUV V3, for mounting rail | 4070.8553 | 9 | 0.139 | 27 | 55 | 80
31293 | D0 fuse base, panel-mounting, E 18 / 63 A / 3P, touch protected acc, to DGUV V3, for mounting rail | 11660.1291 | 3 | 0.414 | 81 | 55 | 80
31295 | holder for cylindrical fuses, Class CC / 1P, 30 A / 600 V, for mounting rail | 3812.7168 | 12 | 0.055 | 18 | 58 | 81
31296 | holder for cylindrical fuses, Class CC / 2P, 30 A / 600 V, for mounting rail | 7323.4012 | 6 | 0.113 | 36 | 58 | 81
31297 | holder for cylindrical fuses, Class CC / 3P, 30 A / 600 V, for mounting rail | 10877.1088 | 4 | 0.17 | 54 | 58 | 81
31298 | holder for cylindrical fuses, with LED, Class CC / 1P, 30 A / 600 V, indication of a released fuse link, for mounting rail | 5791.7791 | 12 | 0.062 | 18 | 58 | 81
31299 | holder for cylindrical fuses, with LED, Class CC / 2P, 30 A / 600 V, indication of a released fuse link, for mounting rail | 11324.549 | 6 | 0.123 | 36 | 58 | 81
31300 | holder for cylindrical fuses, with LED, Class CC / 3P, 30 A / 600 V, indication of a released fuse link, for mounting rail | 16874.528 | 4 | 0.185 | 54 | 58 | 81
31301 | D0 fuse base, panel-mounting, E 14 / 16 A / 1P, touch protected, for mounting rail | 1911.096 | 9 | 0.076 | 27 | 55 | 68
31302 | D0 fuse base, panel-mounting, E 14 / 16 A / 3P, touch protected, for mounting rail | 5378.7574 | 3 | 0.23 | 81 | 55 | 68
31303 | D0 fuse base, panel-mounting, E 18 / 63 A / 1P, touch protected, for mounting rail | 1988.5376 | 9 | 0.076 | 27 | 55 | 68
31306 | D0 fuse base, panel-mounting, E 18 / 63 A / 3P, touch protected, for mounting rail | 5060.3865 | 3 | 0.23 | 81 | 55 | 68
31307 | switch-disconnector for D0 fuses up to 63 A, 1P, operator independent switching (snap-action mechanism), for mounting rail | 13785.4699 | 3 | 0.14 | 27 | 70 | 90
31308 | switch-disconnector for D0 fuses up to 63 A, 1P + N, operator independent switching (snap-action mechanism), N on right side, for mounting rail | 22088.927 | 2 | 0.262 | 54 | 70 | 90
31309 | 1-pole comb-type busbar, for E27, pitch 40 mm, 80 A, 1 m long, 16 mm² | 11195.8865 | 25 | 0.215 | 1000 | 15 | 5
31310 | 3-pole comb-type busbar, for E27, pitch 40 mm, 80 A, 1 m long, 16 mm² | 28198.6131 | 10 | 0.514 | 1000 | 16 | 17
31311 | 1-pole comb type busbar, for E33, pitch 50 mm, 80 A, 1 m long, 16 mm² | 11824.0237 | 25 | 0.21 | 1000 | 15 | 5
31312 | 3-pole comb-type busbar, for E33, pitch 50 mm, 80 A, 1 m long, 16 mm² | 29713.026 | 10 | 0.505 | 1000 | 16 | 17
31313 | switch-disconnector for D0 fuses up to 63 A, 2P, operator independent switching (snap-action mechanism), N on right side, for mounting rail | 22441.7164 | 2 | 0.278 | 54 | 70 | 90
31314 | switch-disconnector for D0 fuses up to 63 A, 3P, operator independent switching (snap-action mechanism), for mounting rail | 29833.0839 | 1 | 0.42 | 81 | 70 | 90
31315 | switch-disconnector for D0 fuses up to 63 A, 3P + N, operator independent switching (snap-action mechanism), N on right side, for mounting rail | 38644.2135 | 1 | 0.54 | 108 | 70 | 90
31316 | pilot switch, to monitor the switch position, 1 NO / 1 NC : 400 V AC / 2 A, 24 V DC / 6 A | 8786.1864 | 1 | 0.054 | 9 | 71 | 90
31323 | fuse link 10 A, -Mersen-, 600 V AC, fast acting, Class J, 21x57 | 14189.887 | 10 | 0.05 | 21 | 21 | 57
31323 | fuse link 10 A, -Mersen-, 600 V AC, fast acting, Class J, 21x57 | 14189.887 | 10 | 0.05 | 21 | 21 | 57
31324 | fuse link 15 A, -Mersen-, 600 V AC, fast acting, Class J, 21x57 | 13751.0514 | 10 | 0.05 | 21 | 21 | 57
31324 | fuse link 15 A, -Mersen-, 600 V AC, fast acting, Class J, 21x57 | 13751.0514 | 10 | 0.05 | 21 | 21 | 57
31325 | fuse link 20 A, -Mersen-, 600 V AC, fast acting, Class J, 21x57 | 14189.887 | 10 | 0.05 | 21 | 21 | 57
31325 | fuse link 20 A, -Mersen-, 600 V AC, fast acting, Class J, 21x57 | 14189.887 | 10 | 0.05 | 21 | 21 | 57
31326 | fuse link 25 A, -Mersen-, 600 V AC, fast acting, Class J, 21x57 | 13751.0514 | 10 | 0.05 | 21 | 21 | 57
31326 | fuse link 25 A, -Mersen-, 600 V AC, fast acting, Class J, 21x57 | 13751.0514 | 10 | 0.05 | 21 | 21 | 57
31327 | fuse link 30 A, -Mersen-, 600 V AC, fast acting, Class J, 21x57 | 14189.887 | 10 | 0.05 | 21 | 21 | 57
31327 | fuse link 30 A, -Mersen-, 600 V AC, fast acting, Class J, 21x57 | 14189.887 | 10 | 0.05 | 21 | 21 | 57
31333 | fuse link 1 A, -Mersen-, 600 V AC, time delay, Class J, 21x57 | 12314.0801 | 10 | 0.05 | 21 | 21 | 57
31333 | fuse link 1 A, -Mersen-, 600 V AC, time delay, Class J, 21x57 | 12314.0801 | 10 | 0.05 | 21 | 21 | 57
31338 | fuse link 2 A, -Mersen-, 600 V AC, time delay, Class J, 21x57 | 12314.0801 | 10 | 0.05 | 21 | 21 | 57
31338 | fuse link 2 A, -Mersen-, 600 V AC, time delay, Class J, 21x57 | 12314.0801 | 10 | 0.05 | 21 | 21 | 57
31342 | fuse link 3 A, -Mersen-, 600 V AC, time delay, Class J, 21x57 | 12314.0801 | 10 | 0.05 | 21 | 21 | 57
31342 | fuse link 3 A, -Mersen-, 600 V AC, time delay, Class J, 21x57 | 12314.0801 | 10 | 0.05 | 21 | 21 | 57
31345 | fuse link 4 A, -Mersen-, 600 V AC, time delay, Class J, 21x57 | 12314.0801 | 10 | 0.05 | 21 | 21 | 57
31345 | fuse link 4 A, -Mersen-, 600 V AC, time delay, Class J, 21x57 | 12314.0801 | 10 | 0.05 | 21 | 21 | 57
31347 | fuse link 5 A, -Mersen-, 600 V AC, time delay, Class J, 21x57 | 11918.2676 | 10 | 0.05 | 21 | 21 | 57
31347 | fuse link 5 A, -Mersen-, 600 V AC, time delay, Class J, 21x57 | 11918.2676 | 10 | 0.05 | 21 | 21 | 57
31349 | fuse link 6 A, -Mersen-, 600 V AC, time delay, Class J, 21x57 | 12314.0801 | 10 | 0.05 | 21 | 21 | 57
31349 | fuse link 6 A, -Mersen-, 600 V AC, time delay, Class J, 21x57 | 12314.0801 | 10 | 0.05 | 21 | 21 | 57
31351 | fuse link 8 A, -Mersen-, 600 V AC, time delay, Class J, 21x57 | 11918.2676 | 10 | 0.05 | 21 | 21 | 57
31351 | fuse link 8 A, -Mersen-, 600 V AC, time delay, Class J, 21x57 | 11918.2676 | 10 | 0.05 | 21 | 21 | 57
31353 | fuse link 10 A, -Mersen-, 600 V AC, time delay, Class J, 21x57 | 12314.0801 | 10 | 0.05 | 21 | 21 | 57
31353 | fuse link 10 A, -Mersen-, 600 V AC, time delay, Class J, 21x57 | 12314.0801 | 10 | 0.05 | 21 | 21 | 57
31354 | fuse link 12 A, -Mersen-, 600 V AC, time delay, Class J, 21x57 | 11918.2676 | 10 | 0.05 | 21 | 21 | 57
31354 | fuse link 12 A, -Mersen-, 600 V AC, time delay, Class J, 21x57 | 11918.2676 | 10 | 0.05 | 21 | 21 | 57
31355 | fuse link 15 A, -Mersen-, 600 V AC, time delay, Class J, 21x57 | 12314.0801 | 10 | 0.05 | 21 | 21 | 57
31355 | fuse link 15 A, -Mersen-, 600 V AC, time delay, Class J, 21x57 | 12314.0801 | 10 | 0.05 | 21 | 21 | 57
31357 | fuse link 20 A, -Mersen-, 600 V AC, time delay, Class J, 21x57 | 12314.0801 | 10 | 0.05 | 21 | 21 | 57
31357 | fuse link 20 A, -Mersen-, 600 V AC, time delay, Class J, 21x57 | 12314.0801 | 10 | 0.05 | 21 | 21 | 57
31358 | fuse link 25 A, -Mersen-, 600 V AC, time delay, Class J, 21x57 | 12314.0801 | 10 | 0.05 | 21 | 21 | 57
31358 | fuse link 25 A, -Mersen-, 600 V AC, time delay, Class J, 21x57 | 12314.0801 | 10 | 0.05 | 21 | 21 | 57
31359 | fuse link 30 A, -Mersen-, 600 V AC, time delay, Class J, 21x57 | 12314.0801 | 10 | 0.05 | 21 | 21 | 57
31359 | fuse link 30 A, -Mersen-, 600 V AC, time delay, Class J, 21x57 | 12314.0801 | 10 | 0.05 | 21 | 21 | 57
31360 | fuse link 35 A, -Mersen-, 600 V AC, time delay, Class J, 27x60 | 23663.5722 | 10 | 0.085 | 27 | 27 | 60
31360 | fuse link 35 A, -Mersen-, 600 V AC, time delay, Class J, 27x60 | 23663.5722 | 10 | 0.085 | 27 | 27 | 60
31361 | fuse link 40 A, -Mersen-, 600 V AC, time delay, Class J, 27x60 | 23663.5722 | 10 | 0.085 | 27 | 27 | 60
31361 | fuse link 40 A, -Mersen-, 600 V AC, time delay, Class J, 27x60 | 23663.5722 | 10 | 0.085 | 27 | 27 | 60
31362 | fuse link 45 A, -Mersen-, 600 V AC, time delay, Class J, 27x60 | 23663.5722 | 10 | 0.085 | 27 | 27 | 60
31362 | fuse link 45 A, -Mersen-, 600 V AC, time delay, Class J, 27x60 | 23663.5722 | 10 | 0.085 | 27 | 27 | 60
31363 | fuse link 50 A, -Mersen-, 600 V AC, time delay, Class J, 27x60 | 23663.5722 | 10 | 0.085 | 27 | 27 | 60
31363 | fuse link 50 A, -Mersen-, 600 V AC, time delay, Class J, 27x60 | 23663.5722 | 10 | 0.085 | 27 | 27 | 60
31364 | fuse link 60 A, -Mersen-, 600 V AC, time delay, Class J, 27x60 | 23663.5722 | 10 | 0.085 | 27 | 27 | 60
31364 | fuse link 60 A, -Mersen-, 600 V AC, time delay, Class J, 27x60 | 23663.5722 | 10 | 0.085 | 27 | 27 | 60
31366 | cylindr, fuse link 6 A, with striker, 500 V, gG, 14 x 51 | 3227.6027 | 10 | 0.02 | 14 | 51 | 14
31368 | cylindr, fuse link 10 A, with striker, 500 V, gG, 14 x 51 | 3692.2521 | 10 | 0.02 | 14 | 51 | 14
31370 | cylindr, fuse link 16 A, with striker, 500 V, gG, 14 x 51 | 3726.6706 | 10 | 0.02 | 14 | 51 | 14
31371 | cylindr, fuse link 20 A, with striker, 500 V, gG, 14 x 51 | 4148.2969 | 10 | 0.02 | 14 | 51 | 14
31372 | cylindr, fuse link 25 A, with striker, 500 V, gG, 14 x 51 | 3692.2521 | 10 | 0.02 | 14 | 51 | 14
31373 | cylindr, fuse link 32 A, with striker, 500 V, gG, 14 x 51 | 3864.3445 | 10 | 0.02 | 14 | 51 | 14
31374 | cylindr, fuse link 40 A, with striker, 500 V, gG, 14 x 51 | 3864.3445 | 10 | 0.02 | 14 | 51 | 14
31385 | cylindr, fuse link 50 A, with striker, 690 V, gG, 22 x 58 | 5946.6622 | 10 | 0.052 | 22 | 58 | 22
31386 | cylindr, fuse link 63 A, with striker, 500 V, gG, 22 x 58 | 5946.6622 | 10 | 0.052 | 22 | 58 | 22
31387 | cylindr, fuse link 80 A, with striker, 500 V, gG, 22 x 58 | 4931.3172 | 10 | 0.052 | 22 | 58 | 22
31388 | cylindr, fuse link 100 A, with striker, 500 V, gG, 22 x 58 | 4931.3172 | 10 | 0.052 | 22 | 58 | 22
31390 | set of connectors, connector to create multipole adapters (100 pieces), for 50 connections | 4716.6086 | 1 | 0.02
31394 | cylindr, fuse link 0,5 A, -Mersen-, 600 V AC, time delay, Class CC, for control transformer applications | 8889.4418 | 10 | 0.008 | 10 | 38 | 10
31394 | cylindr, fuse link 0,5 A, -Mersen-, 600 V AC, time delay, Class CC, for control transformer applications | 8889.4418 | 10 | 0.008 | 10 | 38 | 10
31395 | cylindr, fuse link 1,5 A, -Mersen-, 600 V AC, time delay, Class CC, for control transformer applications | 8622.6987 | 10 | 0.008 | 10 | 38 | 10
31395 | cylindr, fuse link 1,5 A, -Mersen-, 600 V AC, time delay, Class CC, for control transformer applications | 8622.6987 | 10 | 0.008 | 10 | 38 | 10
31396 | cylindr, fuse link 2,5 A, -Mersen-, 600 V AC, time delay, Class CC, for control transformer applications | 8889.4418 | 10 | 0.008 | 10 | 38 | 10
31396 | cylindr, fuse link 2,5 A, -Mersen-, 600 V AC, time delay, Class CC, for control transformer applications | 8889.4418 | 10 | 0.008 | 10 | 38 | 10
31397 | cylindr, fuse link 3 A, -Mersen-, 600 V AC, time delay, Class CC, for control transformer applications | 8889.4418 | 10 | 0.008 | 10 | 38 | 10
31397 | cylindr, fuse link 3 A, -Mersen-, 600 V AC, time delay, Class CC, for control transformer applications | 8889.4418 | 10 | 0.008 | 10 | 38 | 10
31398 | cylindr, fuse link 5 A, -Mersen-, 600 V AC, time delay, Class CC, for control transformer applications | 8622.6987 | 10 | 0.008 | 10 | 38 | 10
31398 | cylindr, fuse link 5 A, -Mersen-, 600 V AC, time delay, Class CC, for control transformer applications | 8622.6987 | 10 | 0.008 | 10 | 38 | 10
31399 | cylindr, fuse link 8 A, -Mersen-, 600 V AC, time delay, Class CC, for control transformer applications | 8889.4418 | 10 | 0.008 | 10 | 38 | 10
31399 | cylindr, fuse link 8 A, -Mersen-, 600 V AC, time delay, Class CC, for control transformer applications | 8889.4418 | 10 | 0.008 | 10 | 38 | 10
31400 | cylindr, fuse link 12 A, -Mersen-, 600 V AC, time delay, Class CC, for control transformer applications | 8889.4418 | 10 | 0.008 | 10 | 38 | 10
31400 | cylindr, fuse link 12 A, -Mersen-, 600 V AC, time delay, Class CC, for control transformer applications | 8889.4418 | 10 | 0.008 | 10 | 38 | 10
31401 | cylindr, fuse link 0,5 A, -Mersen-, 600 V AC, fast acting, Class CC, for branch circuit protection | 7159.9135 | 10 | 0.008 | 10 | 38 | 10
31401 | cylindr, fuse link 0,5 A, -Mersen-, 600 V AC, fast acting, Class CC, for branch circuit protection | 7159.9135 | 10 | 0.008 | 10 | 38 | 10
31402 | cylindr, fuse link 1,5 A, -Mersen-, 600 V AC, fast acting, Class CC, for branch circuit protection | 7159.9135 | 10 | 0.008 | 10 | 38 | 10
31402 | cylindr, fuse link 1,5 A, -Mersen-, 600 V AC, fast acting, Class CC, for branch circuit protection | 7159.9135 | 10 | 0.008 | 10 | 38 | 10
31404 | cylindr, fuse link 3 A, -Mersen-, 600 V AC, fast acting, Class CC, for branch circuit protection | 7409.4474 | 10 | 0.008 | 10 | 38 | 10
31404 | cylindr, fuse link 3 A, -Mersen-, 600 V AC, fast acting, Class CC, for branch circuit protection | 7409.4474 | 10 | 0.008 | 10 | 38 | 10
31405 | cylindr, fuse link 5 A, -Mersen-, 600 V AC, fast acting, Class CC, for branch circuit protection | 7159.9135 | 10 | 0.008 | 10 | 38 | 10
31405 | cylindr, fuse link 5 A, -Mersen-, 600 V AC, fast acting, Class CC, for branch circuit protection | 7159.9135 | 10 | 0.008 | 10 | 38 | 10
31406 | cylindr, fuse link 8 A, -Mersen-, 600 V AC, fast acting, Class CC, for branch circuit protection | 7159.9135 | 10 | 0.008 | 10 | 38 | 10
31406 | cylindr, fuse link 8 A, -Mersen-, 600 V AC, fast acting, Class CC, for branch circuit protection | 7159.9135 | 10 | 0.008 | 10 | 38 | 10
31407 | cylindr, fuse link 12 A, -Mersen-, 600 V AC, fast acting, Class CC, for branch circuit protection | 7409.4474 | 10 | 0.008 | 10 | 38 | 10
31407 | cylindr, fuse link 12 A, -Mersen-, 600 V AC, fast acting, Class CC, for branch circuit protection | 7409.4474 | 10 | 0.008 | 10 | 38 | 10
31408 | D-fuse base, busbar mounted, 42mm, for busbar 10 mm, gauge ring, E 27 / 3P | 8261.3047 | 10 | 0.23 | 42 | 43 | 200
31409 | D-fuse base, busbar mounted, 57mm, for busbar 10 mm, gauge ring, E 33 / 3P | 10816.8764 | 10 | 0.316 | 57 | 43 | 200
31441 | D-fuse base, busbar mounted, 42mm, screw-in gauge ring, E 27 / 3P | 7426.6567 | 10 | 0.223 | 42 | 43 | 200
31442 | D-fuse base, busbar mounted, 57mm, screw-in gauge ring, E 33 / 3P | 9947.8099 | 10 | 0.309 | 57 | 43 | 200
31481 | D-fuse base, busbar mounted, 42mm, for busbar 10 mm, screw-in gauge ring, E 27 / 3P | 7641.7721 | 10 | 0.22 | 42 | 43 | 200
31482 | D-fuse base, busbar mounted, 57mm, for busbar 10 mm, screw-in gauge ring, E 33 / 3P | 10240.367 | 10 | 0.308 | 57 | 43 | 200
31511 | fuse link 35 A, -Mersen-, 600 V AC, fast acting, Class J, 27x60 | 22226.6009 | 10 | 0.085 | 27 | 27 | 60
31511 | fuse link 35 A, -Mersen-, 600 V AC, fast acting, Class J, 27x60 | 22226.6009 | 10 | 0.085 | 27 | 27 | 60
31512 | fuse link 40 A, -Mersen-, 600 V AC, fast acting, Class J, 27x60 | 21581.2545 | 10 | 0.085 | 27 | 27 | 60
31512 | fuse link 40 A, -Mersen-, 600 V AC, fast acting, Class J, 27x60 | 21581.2545 | 10 | 0.085 | 27 | 27 | 60
31513 | fuse link 45 A, -Eaton-, 600 V AC, fast acting, Class J, 27x60 | 241.8 | 10 | 0.085 | 27 | 27 | 60
31514 | fuse link 50 A, -Mersen-, 600 V AC, fast acting, Class J, 27x60 | 21847.9977 | 10 | 0.085 | 27 | 27 | 60
31514 | fuse link 50 A, -Mersen-, 600 V AC, fast acting, Class J, 27x60 | 21847.9977 | 10 | 0.085 | 27 | 27 | 60
31515 | fuse link 60 A, -Mersen-, 600 V AC, fast acting, Class J, 27x60 | 21581.2545 | 10 | 0.085 | 27 | 27 | 60
31515 | fuse link 60 A, -Mersen-, 600 V AC, fast acting, Class J, 27x60 | 21581.2545 | 10 | 0.085 | 27 | 27 | 60
31525 | D0 busbar mounted switch-disconnector-fuse, for D01 and D02 fuses, with LED, E18 / 63 A / 3P, connection bottom, 3-pole / 1-pole switching | 47859.7602 | 1 | 0.765 | 27 | 100 | 220
31532 | switch-disconnector for D0 fuses up to 25 A, 3P, for mounting rail | 2711.3256 | 1 | 0.423 | 81 | 70 | 90
31543 | cylindr, fuse link 8 A, 1000 V DC, gPV, 10 x 38 | 3236.2073 | 10 | 0.006 | 10 | 38 | 10
31544 | cylindr, fuse link 10 A, 1000 V DC, gPV, 10 x 38 | 3313.6489 | 10 | 0.006 | 10 | 38 | 10
31545 | cylindr, fuse link 12 A, 1000 V DC, gPV, 10 x 38 | 3262.0212 | 10 | 0.006 | 10 | 38 | 10
31546 | cylindr, fuse link 16 A, 1000 V DC, gPV, 10 x 38 | 3382.4858 | 10 | 0.006 | 10 | 38 | 10
31547 | cylindr, fuse link 20 A, 1000 V DC, gPV, 10 x 38 | 3442.7182 | 10 | 0.006 | 10 | 38 | 10
31548 | comb-type busbar, 1-pole, bridge type, pitch 18 mm, 100 A, 1 m long, 25 mm² | 16350.0531 | 10 | 0.475 | 997 | 15 | 5
31549 | comb-type busbar, 3-pole, bridge type, pitch 18 mm, 100 A, 1 m long, 25 mm² | 44366.6918 | 10 | 1.133 | 997 | 22 | 23
31550 | connection terminal, front connection, 6 - 35 mm², for 31549, 31561 | 2711.3256 | 10 | 0.035 | 17 | 29 | 41
31552 | end cap, for 2-pole and 3-pole comb-type busbars 25 mm² | 1068.2502 | 20 | 0.002
31554 | D0 fuse base, busbar mounted, 36mm, E 18 / 63 A, touch protected | 6523.1717 | 6 | 0.13 | 36 | 65 | 160
31555 | holder for cylindrical fuses, 10 x 85 / 1P, 32 A, 1500 V DC, for mounting rail | 6049.9177 | 5 | 0.092 | 22.5 | 65 | 130
31556 | switch-disconnector for D0 fuses up to 63 A, with LED, 1P, operator independent switching (snap-action mechanism), for mounting rail | 14852.4426 | 3 | 0.142 | 27 | 70 | 90
31557 | switch-disconnector for D0 fuses up to 63 A, with LED, 3P, for mounting rail | 33051.2113 | 1 | 0.426 | 81 | 70 | 90
31558 | cylindr, fuse link 25 A, 1100 V DC, gPV, 14 x 85 | 10455.4825 | 20 | 0.027 | 14 | 85 | 14
31559 | cylindr, fuse link 20 A, 1100 V DC, gPV, 14 x 85 | 12451.754 | 20 | 0.027 | 14 | 85 | 14
31561 | comb-type busbar, 2-pole, bridge type, pitch 18 mm, 100 A, 1 m long, 25 mm² | 37259.2767 | 10 | 0.81 | 997 | 22 | 23
31562 | feeder module 1-pole, dircet feeding of the comb-type busbar, 2,5 - 50 mm² / AWG 14 - 1, for 31548, 31549, 31561 | 3064.1149 | 25 | 0.03 | 18 | 30 | 41
31563 | spacer 4,5 mm, set for 50 fuse holders 31971 and 31973, for arrangment with 22,5 mm pitch | 4165.913 | 1 | 0.012
31564 | connection kit 10x38, 2-pole, for 10 2-pole combinations 10x38 | 1937.3167 | 1 | 0.025
31565 | connection kit 10x38, 3-pole, for 10 3-pole combinations 10x38 | 2505.2215 | 1 | 0.036
31567 | replacement fuse for MOTUS®, fuse 16 A for version 0,6 A and 2,4 A, 10x38 gR | 4621.5509 | 3 | 0.028 | 10 | 38 | 10
31568 | replacement fuse for MOTUS®, fuse 20 A for version 9 A, 10x38 gR | 4621.5509 | 3 | 0.028 | 10 | 38 | 10
31569 | replacement fuse for MOTUS®, fuse 30 A for version 9 A for motors with heavy-duty starting, Class CC | 74293.149 | 3 | 0.028 | 10 | 38 | 10
31574 | D0 switch-disconnector-fuse, for 3-pole busbar system, for D01 and D02 fuses, E18 / 63 A / 3P, operator independent switching (snap-action mechanism), connection bottom | 27750.7661 | 1 | 0.33 | 27 | 80 | 200
31575 | D0 switch-disconnector-fuse, for 3-pole busbar system, for D01 and D02 fuses, with LED, E18 / 63 A / 3P, operator independent switching (snap-action mechanism), connection bottom | 28929.5989 | 1 | 0.33 | 27 | 80 | 200
31578 | D0 switch-disconnector-fuse, for 5-pole busbar system, for D01 and D02 fuses, E18 / 63 A / 3P, operator independent switching (snap-action mechanism), connection bottom | 27991.6955 | 1 | 0.33 | 27 | 80 | 200
31579 | D0 busbar mounted switch-disconnector-fuse, for 5-pole busbar system, for D01 and D02 fuses, with LED, E18 / 63 A / 3P, operator independent switching (snap-action mechanism), connection bottom | 28929.5989 | 1 | 0.33 | 27 | 80 | 200
31588 | D0 switch-disconnector-fuse, for 5-pole busbar system, for D01 and D02 fuses, for busbar systems 250 A, 400 A and 630 A of company Hensel, E18 / 63 A / 3P, operator independent switching (snap-action mechanism), connection bottom | 30461.221 | 1 | 0.33 | 27 | 80 | 200
31901 | side-mounted module | 2935.0457 | 5 | 0.061 | 9 | 70 | 195
31902 | reducer D02 for D01 fuses 2 - 16 A | 1016.6225 | 20 | 0.001
31903 | pilot switch, changeover 250 V AC / 5 A, 30 V DC / 4 A | 3572.1943 | 1 | 0.007
31904 | locking cap D02 version -utility-, 400 V, E 18 | 15033.5464 | 36 | 0.011
31905 | locking cap DII version -utility-, 500 V, E 27 | 508.95 | 20 | 0.017
31907 | key for locking cap, utility version for D and D0 | 6945.2048 | 1 | 0.036
31908 | locking cap D01 version -utility-, 400 V, E 14 | 508.95 | 36 | 0.011
31910 | locking cap D02 version -industry-, 400 V, E 18 | 15033.5464 | 36 | 0.011
31911 | locking cap DII version -industry-, 500 V, E 27 | 16220.9838 | 20 | 0.017
31912 | locking cap DIII version -industry-, 500 V, E 33 | 20549.1071 | 10 | 0.026
31913 | key for locking cap, industry version D and D0 | 6953.8094 | 1 | 0.036
31914 | 9 mm side module for 31574 and 31575 | 2935.0457 | 5 | 0.061 | 9 | 95 | 200
31915 | 9 mm side module for 31578 and 31579 | 2926.441 | 5 | 0.061 | 9 | 46 | 195
31918 | D-fuse base, busbar mounted, 42mm, gauge ring, E 27 / 3P | 8046.1892 | 10 | 0.233 | 42 | 43 | 200
31919 | D-fuse base, busbar mounted, 57mm, gauge ring, E 33 / 3P | 10532.924 | 10 | 0.32 | 57 | 43 | 200
31920 | holder for cylindrical fuses, Class J / 1P, box terminal 50 mm², 60 A / 600 V (27x60), for mounting rail | 14697.5595 | 6 | 0.182 | 40 | 82 | 118
31921 | holder for cylindrical fuses, Class J / 2P, box terminal 50 mm², 60 A / 600 V (27x60), for mounting rail | 29204.9467 | 3 | 0.37 | 80 | 82 | 118
31922 | holder for cylindrical fuses, Class J / 3P, box terminal 50 mm², 60 A / 600 V (27x60), for mounting rail | 43652.1016 | 2 | 0.559 | 120 | 82 | 118
31923 | holder for cylindrical fuses, with LED, Class J / 1P, box terminal 50 mm², 60 A / 600 V (27x60), for mounting rail | 17390.8052 | 6 | 0.182 | 40 | 82 | 118
31924 | holder for cylindrical fuses, with LED, Class J / 2P, box terminal 50 mm², 60 A / 600 V (27x60), for mounting rail | 34574.2288 | 3 | 0.37 | 80 | 82 | 118
31925 | holder for cylindrical fuses, with LED, Class J / 3P, box terminal 50 mm², 60 A / 600 V (27x60), for mounting rail | 51706.0247 | 2 | 0.559 | 120 | 82 | 118
31929 | holder for cylindrical fuses, with LED, Class CC / 1P, 30 A / 12 - 72 V, indication of a released fuse link, for mounting rail | 6222.01 | 12 | 0.062 | 18 | 58 | 81
31930 | holder for cylindrical fuses, 10 x 38 / 1P / LED, 32 A / 12 - 72 V, for mounting rail | 5025.968 | 12 | 0.057 | 18 | 58 | 81
31932 | holder for cylindrical fuses, with LED, Class J / 1P, box terminal 50 mm², 30 A / 600 V (21x57), for mounting rail | 15144.9997 | 6 | 0.158 | 36 | 69 | 115
31933 | holder for cylindrical fuses, with LED, Class J / 2P, box terminal 50 mm², 30 A / 600 V (21x57), for mounting rail | 30065.4086 | 3 | 0.322 | 72 | 69 | 115
31934 | holder for cylindrical fuses, with LED, Class J / 3P, box terminal 50 mm², 30 A / 600 V (21x57), for mounting rail | 44960.0036 | 2 | 0.486 | 108 | 69 | 115
31935 | D0-fuse base, busbar mounted, 27mm, E 18 / 63 A, touch protected | 6557.5902 | 8 | 0.144 | 27 | 35 | 200
31936 | D0-fuse base, busbar mounted, 36mm, E 18 / 63 A, touch protected | 7022.2396 | 6 | 0.161 | 36 | 35 | 200
31940 | holder for cylindrical fuses, with pilot switch, 14 x 51 / 1P, 50 A / 690 V, for fuse links with striker pin, for mounting rail | 12374.3124 | 6 | 0.116 | 27 | 69 | 124
31941 | holder for cylindrical fuses, with pilot switch, 14 x 51 / 3P, 50 A / 690 V, for fuse links with striker pin, for mounting rail | 29824.4793 | 2 | 0.346 | 81 | 69 | 124
31942 | holder for cylindrical fuses, with pilot switch, 22 x 58 / 1P, 100 A / 690 V, for fuse links with striker pin, for mounting rail | 15205.232 | 6 | 0.181 | 36 | 69 | 146
31943 | holder for cylindrical fuses, with pilot switch, 22 x 58 / 3P, 100 A / 690 V, for fuse links with striker pin, for mounting rail | 38033.2856 | 2 | 0.541 | 108 | 69 | 146
31946 | D-fuse base, busbar mounted, 42mm, touch protected, gauge ring, E 27 / 3P | 9810.136 | 8 | 0.297 | 42 | 43 | 200
31947 | D-fuse base, busbar mounted, 57mm, touch protected, gauge ring, E 33 / 3P | 12709.8926 | 6 | 0.398 | 57 | 43 | 200
31950 | D-fuse base, busbar mounted, 42mm, touch protected, screw-in gauge ring, E 27 / 3P | 9233.6266 | 8 | 0.287 | 42 | 43 | 200
31951 | D-fuse base, busbar mounted, 57mm, touch protected, screw-in gauge ring, E 33 / 3P | 12141.9877 | 6 | 0.387 | 57 | 43 | 200
31954 | busbar mounted fuse holder, for fuses 10x38 IEC 60269-2, 10 x 38 / 3P | 18715.9165 | 4 | 0.185 | 27 | 104 | 200
31955 | busbar mounted fuse holder, with LED, for fuses 10x38 IEC 60269-2, with LED 110 - 690 V AC / DC, 10 x 38 / 3P | 24481.011 | 4 | 0.187 | 27 | 104 | 200
31957 | holder for cylindrical fuses, with pilot switch, 22 x 58 / 2P, 100 A / 690 V, for fuse links with striker pin, for mounting rail | 31726.1 | 3 | 0.366 | 72 | 69 | 146
31958 | busbar mounted fuse holder, for fuses Class CC UL 248-4, Class CC / 3P | 22484.7395 | 4 | 0.186 | 27 | 104 | 200
31959 | busbar mounted fuse holder, with LED, for fuses Class CC UL 248-4, with LED 110 - 690 V AC / DC, Class CC / 3P | 28077.7417 | 4 | 0.188 | 27 | 104 | 200
31961 | busbar mounted fuse holder 690 V, for fuses 10x38 IEC 60269-2, 10 x 38 / 2P | 12675.4741 | 6 | 0.122 | 27 | 63 | 140
31963 | busbar mounted fuse holder, for fuses 10x38 IEC 60269-2, 10 x 38 / 4P | 28172.3925 | 4 | 0.252 | 27 | 63 | 260
31964 | busbar mounted fuse holder, with LED, for fuses 10x38 IEC 60269-2, with LED 110 - 690 V AC / DC, 10 x 38 / 4P | 33670.7438 | 4 | 0.252 | 27 | 104 | 200
31968 | busbar mounted fuse holder Class J, for fuse links Class J 1 - 30 A (21x57), with LED, 3P, complete solution based on busbar adapter, connection bottom | 64733.4175 | 1 | 1.1 | 108 | 145 | 200
31970 | busbar mounted fuse holder Class J, for fuse links Class J 35 - 60 A (27x60), with LED, 3P, complete solution based on busbar adapter, connection bottom | 75299.8894 | 1 | 1.31 | 126 | 157 | 200
31971 | holder for cylindrical fuses, 10x38 / 1P, 30 A / 1000 V DC, for mounting rail | 2874.8133 | 12 | 0.052 | 18 | 58 | 81
31972 | holder for cylindrical fuses, with pilot switch, 14 x 51 / 2P, 50 A / 690 V, for fuse links with striker pin, for mounting rail | 24549.848 | 3 | 0.235 | 54 | 69 | 124
31973 | holder for cylindrical fuses, 10x38 / 1P / LED, 30 A / 1000 V DC, indication of a released fuse link, for mounting rail | 4862.4803 | 12 | 0.057 | 18 | 58 | 81
31974 | holder for cylindrical fuses, 10x38 / 2P, 30 A / 1000 V DC, for mounting rail | 5550.8498 | 6 | 0.103 | 36 | 58 | 81
31976 | pilot switch, changeover 250 V AC / 5 A, 30 V DC / 4 A | 3460.3342 | 1 | 0.007
32001 | busbar adapter 160 A, 108 x 315 | 43540.2415 | 1 | 0.877 | 108 | 49 | 315
32004 | busbar adapter 630 A, Anschlussschrauben M10 (oben / unten), 184 x 320 | 58856.4629 | 1 | 2.78 | 184 | 68 | 320
32015 | busbar adapter 630 A, 3-pole, laminated copper, 140 x 350, top connection, for ABB T5, XT5; Eaton NZM3; Schneider Electric NSX630; Siemens 3VA23, 3VA24 | 122685.5248 | 1 | 2.93 | 140 | 45 | 350
32017 | busbar adapter 250 A, 3-pole, 105 x 240, connection to the system top or bottom, for Siemens 3VA12, 3VA20, 3VA21, 3VA22, 3VA52, 3VA61, 3VA62 | 38162.3548 | 1 | 1.02 | 105 | 35 | 240
32018 | busbar adapter 160 A, 3-pole, 90 x 200, connection to the system top, for ABB Tmax T1, XT1, XT2, Allen-Bradley 140G-G, 140G-H, the circuit breaker must be equipped with box terminals | 43221.8707 | 1 | 0.81 | 90 | 66 | 200
32020 | busbar adapter 160 A, 3-pole, 90 x 200, connection to the system bottom, for ABB Tmax T1, XT1, XT2, Allen-Bradley 140G-G, 140G-H | 43729.5432 | 1 | 0.81 | 90 | 26 | 200
32023 | busbar adapter 250 A, 3-pole, 105 x 190, connection to the system top or bottom, for ABB Tmax XT4, Allen-Bradley 140G-J , the circuit breaker must be equipped with box terminals | 35537.9461 | 1 | 1.22 | 105 | 35 | 190
32026 | busbar adapter 100 A, für Leistungsschalter Eaton CCP-3-100CF, TCFH100N, 81 x 200, with leads AWG 4 (25 mm²), connection to the system top, for Eaton CCP-3-100CF, TCFH100N | 31769.1231 | 2 | 0.66 | 81 | 68 | 200
32028 | busbar adapter 160 A, 3-pole, 90 x 200, connection to the system top, for Siemens 3VA10, 3VA11, 3VA50, 3VA51, HGG, LGG, NGG | 43729.5432 | 1 | 0.81 | 90 | 26 | 200
32029 | busbar adapter 80 A, for circuit breaker Siemens HGG, LGG, NGG, 81 x 200, with leads AWG 4 (25 mm²), with metal plate | 28680.065 | 2 | 0.66 | 81 | 58 | 200
32030 | busbar adapter 125 A, 3-pole, 90 x 200, connection to the system bottom, for Siemens 3VA10, 3VA11, 3VA50, 3VA51, HGG, LGG, NGG | 43350.9399 | 1 | 0.81 | 90 | 26 | 200
32031 | busbar adapter 590 A, 3-pole, 140 x 300, connection to the system top or bottom, for Siemens 3VA13, 3VA14, 3VA23, 3VA24, 3VA53, 3VA54, 3VA63, 3VA64 | 71419.2063 | 1 | 2.5 | 140 | 35 | 300
32033 | busbar adapter 590 A, 4-pole, 185 x 300, N on left side, connection to the system top, for Siemens 3VA13, 3VA14, 3VA23, 3VA24, 3VA53, 3VA54, 3VA63, 3VA64 | 106500.2369 | 1 | 3.5 | 185 | 35 | 300
32034 | busbar adapter 115 A, for Schneider Electric GV4, 81 x 200, with leads AWG 4 (25 mm²), top connection to the system, for Schneider Electric TeSys GV4 | 28662.8557 | 1 | 0.545 | 81 | 68 | 200
32036 | busbar adapter 32 A, 44 x 200, with plug-in connection 3RV29 (Siemens), for Siemens S00, S0 | 50888.586 | 4 | 0.265 | 45 | 80 | 200
32037 | busbar adapter 32 A, 45 x 260, with plug-in connection 3RV29 (Siemens), for Siemens S00, S0 | 51903.931 | 4 | 0.306 | 45 | 80 | 260
32050 | busbar adapter 250 A, 3-pole, 105 x 240, connection to the system top or bottom, for Eaton PDG2 | 60542.9682 | 1 | 1.02 | 105 | 35 | 240
32051 | busbar adapter 250 A, 3-pole, copper tube connection, 105 x 200, top connection | 2255.2808 | 1 | 0.72 | 105 | 35 | 200
32052 | busbar adapter 250 A, 3-pole, copper tube connection, 105 x 200, bottom connection | 2255.2808 | 1 | 0.72 | 105 | 35 | 200
32053 | busbar adapter 250 A, 4-pole, copper tube connection, 140 x 260, top connection | 3365.2766 | 1 | 1.11 | 105 | 35 | 260
32054 | busbar adapter 250 A, 4-pole, copper tube connection, 140 x 260, bottom connection | 2762.9533 | 1 | 1.04 | 140 | 35 | 260
32064 | busbar adapter 650 A, 3-pole, 238 x 300, connection to the system top or bottom, for ABB Tmax T6, Allen-Bradley 140G-M, Siemens 3RV1083 | 116214.8515 | 1 | 2.856 | 238 | 61 | 300
32067 | busbar adapter 250 A, 4-pole, 140 x 270, N on left side, connection to the system top, for Siemens 3VA12, 3VA20, 3VA21, 3VA22, 3VA61, 3VA62 | 54123.9226 | 1 | 1.53 | 140 | 35 | 270
32068 | busbar adapter 160 A, 3-pole, 90 x 200, connection to the system top, for Schneider Electric NSXm160, NG125, PowerPact B125 | 43523.0323 | 1 | 0.81 | 90 | 66 | 200
32070 | busbar adapter 250 A, 3-pole, universal adapter, laminated copper, 105 x 220, top connection, for ABB T3, T4, XT3, XT4; Eaton NZM2, Schneider Electric NSX 250; Siemens 3VA12, 3VA20, 3VA21, 3VA22 | 39943.5109 | 1 | 0.874 | 105 | 35 | 220
32070 | busbar adapter 250 A, 3-pole, universal adapter, laminated copper, 105 x 220, top connection, for ABB T3, T4, XT3, XT4; Eaton NZM2, Schneider Electric NSX 250; Siemens 3VA12, 3VA20, 3VA21, 3VA22 | 39943.5109 | 1 | 0.874 | 105 | 35 | 220
32072 | busbar adapter 250 A, 3-pole, universal adapter, laminated copper, 105 x 220, top connection, for ABB T3, T4, XT3, XT4; Eaton NZM2, Schneider Electric NSX 250; Siemens 3VA12, 3VA20, 3VA21, 3VA22 | 36863.0574 | 1 | 0.75 | 105 | 35 | 220
32073 | busbar adapter 250 A, 3-pole, universal adapter, laminated copper, 105 x 220, bottom connection, for ABB T3, T4, XT3, XT4; Eaton NZM2, Schneider Electric NSX 250; Siemens 3VA12, 3VA20, 3VA21, 3VA22 | 43867.2171 | 1 | 0.75 | 105 | 35 | 220
32074 | busbar adapter 250 A, 4-pole, universal adapter, laminated copper, 140 x 280, top connection, for ABB T3, T4, XT3, XT4; Eaton NZM2, Schneider Electric NSX 250; Siemens 3VA12, 3VA20, 3VA21, 3VA22 | 57858.3271 | 1 | 1.155 | 140 | 35 | 280
32088 | busbar adapter 160 A, 3-pole, universal adapter, laminated copper, 90 x 220, top connection, for ABB T2, XT2; Eaton NZM1 | 37112.5913 | 1 | 0.708 | 90 | 35 | 220
32088 | busbar adapter 160 A, 3-pole, universal adapter, laminated copper, 90 x 220, top connection, for ABB T2, XT2; Eaton NZM1 | 37112.5913 | 1 | 0.708 | 90 | 35 | 220
32089 | busbar adapter 160 A, 3-pole, universal adapter, laminated copper, 90 x 220, bottom connection, for ABB T2, XT2; Eaton NZM1 | 37267.4745 | 1 | 0.708 | 90 | 35 | 220
32089 | busbar adapter 160 A, 3-pole, universal adapter, laminated copper, 90 x 220, bottom connection, for ABB T2, XT2; Eaton NZM1 | 37267.4745 | 1 | 0.708 | 90 | 35 | 220
32092 | busbar adapter 160 A, 3-pole, universal adapter, laminated copper, 90 x 220, top connection, for ABB T2, XT2; Eaton NZM1 | 30142.8502 | 1 | 0.658 | 90 | 35 | 220
32093 | busbar adapter 160 A, 3-pole, universal adapter, laminated copper, 90 x 220, bottom connection, for ABB T2, XT2; Eaton NZM1 | 30065.4086 | 1 | 0.658 | 90 | 35 | 220
32094 | busbar adapter 160 A, 4-pole, universal adapter, laminated copper, 120 x 280, top connection, for ABB T2, XT2; Eaton NZM1 | 42456.0596 | 1 | 1.008 | 120 | 35 | 220
32097 | busbar adapter 160 A, 3-pole, universal adapter, laminated copper, 90 x 220, top connection, for ABB T1, XT1; Schneider Electric NSXm160; Siemens 3VA10, 3VA11 | 34427.9503 | 1 | 0.604 | 76 | 35 | 225
32098 | busbar adapter 160 A, 3-polig, universal adapter, laminated copper, 90 x 220, bottom connection, for ABB T1, XT1; Schneider Electric NSXm160; Siemens 3VA10, 3VA11 | 34815.1581 | 1 | 0.604 | 76 | 35 | 225
32099 | busbar adapter 160 A, 4-pole, universal adapter, laminated copper, 120 x 280, top connection, for ABB T1, XT1; Schneider Electric NSXm160; Siemens 3VA10, 3VA11 | 55044.6168 | 1 | 1.04 | 100 | 35 | 285
32100 | busbar adapter 160 A, 4-pole, universal adapter, laminated copper, 120 x 280, top connection | 55044.6168 | 1 | 1.04 | 100 | 35 | 285
32107 | busbar adapter 400 A, 4-pole, laminated copper, 187 x 350, N on left side, connection to the system top, for Schneider Electric NSX 400 | 122883.431 | 1 | 3.05 | 187 | 45 | 350
32137 | busbar adapter 250 A, 3-pole, 105 x 190, connection to the system top or bottom, for Eaton JG | 35623.9923 | 1 | 0.9 | 105 | 35 | 190
32138 | busbar adapter 600 A, 3-pole, 140 x 270, connection to the system top or bottom, for Allen-Bradley 140M-L, 140U-K, 140U-L, Eaton PDG3 | 68312.9389 | 1 | 2.12 | 140 | 35 | 272
32140 | busbar adapter 250 A, 3-pole, 105 x 190, connection to the system top or bottom, for Eaton NZM2-XKR4O, NZM2-XKR4U | 35400.2722 | 1 | 0.901 | 105 | 35 | 190
32145 | busbar adapter 250 A, 3-pole, connection to the system top or bottom, for LS Electric UTS 250 | 46698.1366 | 1 | 0.938 | 105 | 35 | 190
32146 | module PE/N, attachable to busbar adapter on both sides, 18 x 242 | 7968.7476 | 4 | 0.141 | 18 | 50 | 242
32150 | busbar adapter 570 A, 3-pole, 140 x 270, connection to the system top or bottom, for Noark Ex9M3 | 82088.9336 | 1 | 2.226 | 140 | 35 | 270
32151 | busbar adapter 520 A, 3-pole, 140 x 300, connection to the system top or bottom, for ABB SACE Tmax XT5 | 88731.6992 | 1 | 2.496 | 140 | 35 | 300
32153 | adapter 80 A, 1 mounting rail, with terminals 16 mm² (top), 54 x 182 | 14370.584 | 4 | 0.23 | 54 | 60 | 182
32156 | busbar adapter 250 A, 3-pole, 105 x 190, connection to the system top or bottom, for Schneider Electric GV7, J250, NSX100, NSX160, NSX250 | 35271.2029 | 1 | 0.938 | 105 | 35 | 190
32157 | busbar adapter 570 A, 3-pole, 140 x 270, connection to the system top or bottom, for Schneider Electric NS400, NS630, NSX400, NSX630 | 68355.962 | 1 | 2.226 | 140 | 35 | 272
32168 | busbar adapter 250 A, terminals 35 - 120 mm² at top, 110 x 320, connection to the system top | 32810.282 | 1 | 1.604 | 110 | 101 | 320
32169 | busbar adapter 250 A, 3-pole, 105 x 190, connection to the system top or bottom, for Noark Ex9M2 | 47300.4599 | 1 | 0.938 | 105 | 35 | 190
32172 | busbar adapter 160 A, 3-pole, universal adapter, laminated copper, 90 x 220, top connection, for ABB T1, XT1; Schneider Electric NSXm160; Siemens 3VA10, 3VA11 | 42602.3381 | 1 | 0.658 | 76 | 35 | 225
32173 | busbar adapter 160 A, 3-pole, universal adapter, laminated copper, 90 x 220, bottom connection, for ABB T1, XT1; Schneider Electric NSXm160; Siemens 3VA10, 3VA11 | 42602.3381 | 1 | 0.658 | 90 | 35 | 220
32174 | busbar adapter 160 A, 4-pole, universal adapter, laminated copper, 120 x 280, top connection, for ABB T1, XT1; Schneider Electric NSXm160; Siemens 3VA10, 3VA11 | 61007.6176 | 1 | 1.008 | 120 | 35 | 220
32175 | busbar adapter 160 A, 4-pole, universal adapter, laminated copper, 120 x 280, top connection | 66462.9459 | 1 | 1.008 | 120 | 35 | 220
32214 | busbar adapter 200 A, terminals 6 - 70 mm² at top, 108 x 222, connection to the system top | 25444.7283 | 1 | 0.842 | 108 | 39 | 222
32215 | busbar adapter 200 A, terminals 6 - 70 mm² at bottom, 108 x 222, connection to the system bottom | 25444.7283 | 1 | 0.842 | 108 | 39 | 222
32216 | busbar adapter 250 A, terminals 35 - 120 mm² at bottom, 110 x 320, connection to the system bottom | 33008.1882 | 1 | 1.64 | 110 | 51 | 320
32277 | basic system adapter 2x 160 A, for CrossBoard® products, clamp connection to the busbar system | 139568.1936 | 1 | 2.92 | 99 | 111 | 670
32278 | basic system adapter 2x 160 A, for CrossBoard® products, for systems with drilled busbars | 117419.905 | 1 | 2.47 | 99 | 103 | 670
32300 | adapter 16 A, phase L1, 1 fixed mounting rail, with leads AWG 14 (2,5 mm²), 18 x 160 | 4354.8078 | 6 | 0.06 | 18 | 35 | 160
32301 | adapter 16 A, phase L2, 1 fixed mounting rail, with leads AWG 14 (2,5 mm²), 18 x 160 | 4372.017 | 6 | 0.06 | 18 | 35 | 160
32302 | adapter 16 A, phase L3, 1 fixed mounting rail, with leads AWG 14 (2,5 mm²), 18 x 160 | 4372.017 | 6 | 0.06 | 18 | 35 | 160
32307 | adapter 63 A, phase L1, 1 fixed mounting rail, with leads AWG 8 (10 mm²), 18 x 160 | 4836.6664 | 6 | 0.066 | 18 | 35 | 160
32308 | adapter 63 A, phase L2, 1 fixed mounting rail, with leads AWG 8 (10 mm²), 18 x 160 | 4871.0849 | 6 | 0.066 | 18 | 35 | 160
32309 | adapter 63 A, phase L3, 1 fixed mounting rail, with leads AWG 8 (10 mm²), 18 x 160 | 4905.5034 | 6 | 0.066 | 18 | 35 | 160
32311 | component support, without electrical connection, 1 fixed mounting rail, 18 x 160 | 2926.441 | 6 | 0.033 | 18 | 35 | 160
32400 | busbar adapter 25 A, 2 adjustable mounting rails, 45 x 200, with removable upper section and leads AWG 12 (4 mm²) | 16814.2957 | 4 | 0.427 | 45 | 75 | 200
32401 | busbar adapter 16 A, for direct starter Allen-Bradley 140M-RC2E, Eaton PKZM0, Siemens S00, Schneider Electric GV2 with spring terminals, 45 x 200, with removable upper section and leads AWG 12 (4 mm²) | 16969.1789 | 4 | 0.427 | 45 | 75 | 200
32402 | busbar adapter 25 A, 2 adjustable mounting rails, 45 x 260, with removable upper section and leads AWG 12 (4 mm²) | 17769.4084 | 4 | 0.45 | 45 | 75 | 260
32404 | busbar adapter 32 A, 2 adjustable mounting rails, 54 x 200, with removable upper section and leads AWG 10 (6 mm²) | 18896.6135 | 4 | 0.492 | 54 | 75 | 200
32408 | busbar adapter 32 A, 2 adjustable mounting rails, 54 x 260, with removable upper section and leads AWG 10 (6 mm²) | 21434.976 | 4 | 0.544 | 54 | 75 | 260
32412 | busbar adapter 45 A, 2 adjustable mounting rails, 54 x 200, with removable upper section and leads AWG 8 (10 mm²) | 20006.6093 | 4 | 0.529 | 54 | 75 | 200
32416 | busbar adapter 45 A, 2 adjustable mounting rails, 54 x 260, with removable upper section and leads AWG 8 (10 mm²) | 23930.3154 | 4 | 0.567 | 54 | 75 | 260
32420 | busbar component support, 2 adjustable mounting rails, 45 x 200, with removable upper section, without electrical connection | 13871.5161 | 4 | 0.349 | 45 | 75 | 200
32421 | busbar component support, 2 adjustable mounting rails, 54 x 200, with removable upper section, without electrical connection | 16125.9262 | 4 | 0.388 | 54 | 75 | 200
32425 | busbar component support, 2 adjustable mounting rails, 45 x 260, with removable upper section, without electrical connection | 16994.9927 | 4 | 0.362 | 45 | 75 | 260
32426 | busbar component support, 2 adjustable mounting rails, 54 x 260, with removable upper section, without electrical connection | 19567.7737 | 4 | 0.421 | 54 | 75 | 260
32427 | busbar adapter 32 A, for direct starter Schneider Electric LUB12, LUB32, 45 x 200, with leads AWG 10 (6 mm²) | 12830.3572 | 4 | 0.322 | 45 | 63 | 200
32428 | busbar adapter 32 A, for reversing starter Schneider Electric LUB12/32, 45 x 260, with leads AWG 10 (6 mm²) | 15385.929 | 4 | 0.351 | 45 | 63 | 260
32429 | busbar adapter 16 A, for direct starter Allen-Bradley 140M-RC2E, Eaton PKZM0, Siemens S00, Schneider Electric GV2 with spring terminals, 45 x 200, with leads AWG 14 (2,5 mm²) | 10816.8764 | 4 | 0.31 | 45 | 63 | 200
32430 | busbar adapter 25 A, 1 adjustable mounting rail, 45 x 200, with leads AWG 12 (4 mm²) | 9345.4866 | 4 | 0.325 | 45 | 63 | 200
32431 | busbar adapter 25 A, 2 adjustable mounting rails, 45 x 200, with leads AWG 12 (4 mm²) | 9887.5776 | 4 | 0.326 | 45 | 63 | 200
32432 | busbar adapter 25 A, 2 adjustable mounting rails, 90 x 200, with leads AWG 12 (4 mm²) | 18905.2181 | 2 | 0.571 | 90 | 63 | 200
32433 | busbar adapter 25 A, 2 adjustable mounting rails, 45 x 260, with leads AWG 12 (4 mm²) | 12030.1277 | 4 | 0.357 | 45 | 63 | 260
32434 | busbar adapter 32 A , for direct starter Schneider Electric GV2M, GV2P, 45 x 200, with leads AWG 10 (6 mm²) | 12331.2893 | 4 | 0.333 | 45 | 63 | 200
32436 | busbar adapter 25 A, 2 adjustable mounting rails, 45 x 200, with screw terminals 6mm² from rear | 10618.9702 | 4 | 0.322 | 45 | 63 | 200
32438 | busbar adapter 32 A , for direct starter Schneider Electric GV2M, GV2P, 45 x 260, with leads AWG 10 (6 mm²) | 14112.4454 | 4 | 0.362 | 45 | 63 | 260
32439 | busbar adapter 25 A, 2 adjustable mounting rails, 45 x 260, with screw terminals 6mm² from rear | 11264.3166 | 4 | 0.352 | 45 | 63 | 200
32440 | busbar adapter 16 A , for reversing starter Allen-Bradley 140M-RC2E, Eaton PKZM0, Siemens S00, Schneider Electric GV2 with spring terminals, 90 x 200, with leads AWG 14 (2,5 mm²) | 18827.7765 | 2 | 0.57 | 90 | 63 | 200
32441 | busbar adapter 32 A, 1 adjustable mounting rail, 54 x 200, with leads AWG 10 (6 mm²) | 11298.7351 | 4 | 0.366 | 54 | 63 | 200
32442 | busbar adapter 32 A, 2 adjustable mounting rails, 54 x 200, with leads AWG 10 (6 mm²) | 11763.3845 | 4 | 0.38 | 54 | 63 | 200
32443 | busbar adapter 32 A, 1 adjustable mounting rail, 63 x 200, with leads AWG 10 (6 mm²) | 13948.9577 | 4 | 0.445 | 63 | 63 | 200
32444 | busbar adapter 32 A, 1 adjustable mounting rail, 72 x 200, with leads AWG 10 (6 mm²) | 15351.5105 | 4 | 0.443 | 72 | 63 | 200
32445 | busbar adapter 25 A , for direct starter Siemens S00 with screw connection, 45 x 200, with leads AWG 12 (4 mm²) | 11290.1305 | 4 | 0.33 | 45 | 63 | 200
32446 | busbar adapter 32 A, 2 adjustable mounting rails, 81 x 200, with leads AWG 10 (6 mm²) | 17382.2006 | 4 | 0.495 | 81 | 63 | 200
32448 | busbar adapter 25 A , for reversing starter Siemens S00 with screw connection, 90 x 200, with leads AWG 12 (4 mm²) | 20221.7247 | 2 | 0.541 | 90 | 63 | 200
32449 | busbar adapter 32 A, 2 adjustable mounting rails, 54 x 260, with leads AWG 10 (6 mm²) | 14250.1193 | 4 | 0.433 | 54 | 63 | 260
32450 | busbar adapter 25 A , for direct starter Eaton PKZM01, PKE12, 45 x 200, with leads AWG 12 (4 mm²) | 11978.5 | 4 | 0.33 | 45 | 63 | 200
32451 | busbar adapter 32 A , for direct starter Eaton PKZM0, PKE32, 45 x 200, with leads AWG 10 (6 mm²) | 13948.9577 | 4 | 0.364 | 45 | 63 | 200
32452 | busbar adapter 25 A , for reversing starter Eaton PKZM01, PKE12, 90 x 200, with leads AWG 12 (4 mm²) | 21641.4868 | 2 | 0.546 | 90 | 63 | 200
32453 | busbar adapter 32 A , for reversing starter Eaton PKZM0, PKE32, 90 x 200, with leads AWG 10 (6 mm²) | 23396.8291 | 2 | 0.612 | 90 | 63 | 200
32454 | busbar adapter 63 A, 1 adjustable mounting rail, 54 x 200, with leads AWG 8 (10 mm²) | 13036.8681 | 4 | 0.392 | 54 | 63 | 200
32455 | busbar adapter 63 A, 2 adjustable mounting rails, 54 x 200, with leads AWG 8 (10 mm²) | 13665.0052 | 4 | 0.41 | 54 | 63 | 200
32456 | busbar adapter 63 A, 1 adjustable mounting rail, 63 x 200, with leads AWG 8 (10 mm²) | 14757.7918 | 4 | 0.449 | 63 | 63 | 200
32457 | busbar adapter 63 A, 1 adjustable mounting rail, 72 x 200, with leads AWG 8 (10 mm²) | 16057.0893 | 4 | 0.476 | 72 | 63 | 200
32459 | busbar adapter 63 A, 2 adjustable mounting rails, 81 x 200, with leads AWG 8 (10 mm²) | 18122.1978 | 4 | 0.513 | 81 | 63 | 200
32460 | busbar adapter 63 A, for direct starter ABB MS45x, Eaton PKZM4, Siemens S2, 55 x 260, with leads AWG 8 (10 mm²) | 17743.5945 | 4 | 0.432 | 55 | 63 | 260
32461 | busbar adapter 63 A, 2 adjustable mounting rails, 54 x 260, with leads AWG 8 (10 mm²) | 15523.6029 | 4 | 0.43 | 54 | 63 | 260
32463 | busbar adapter 63 A, for direct starter ABB MS45x and Eaton PKZ5, 72 x 260, with leads AWG 8 (10 mm²) | 21925.4392 | 2 | 0.514 | 72 | 63 | 260
32464 | busbar adapter 80 A, 1 adjustable mounting rail, 54 x 200, without leads, with terminals 1,5 - 16 mm², front operated | 15007.3258 | 4 | 0.373 | 54 | 63 | 200
32465 | busbar adapter 80 A, 2 adjustable mounting rails, 54 x 260, without leads, with terminals 1,5 - 16 mm², front operated | 17838.2453 | 4 | 0.412 | 54 | 63 | 260
32466 | busbar adapter 80 A, 1 adjustable mounting rail, 54 x 200, without leads, with terminals 16 mm², operated from behind | 13346.6344 | 4 | 0.373 | 54 | 63 | 200
32467 | busbar adapter 80 A, 2 adjustable mounting rails, 54 x 200, without leads, with terminals 16 mm², operated from behind | 13983.3761 | 4 | 0.389 | 54 | 63 | 200
32469 | busbar adapter 80 A, 1 adjustable mounting rail, 72 x 200, without leads, with terminals 16 mm², operated from behind | 16160.3447 | 4 | 0.45 | 72 | 63 | 200
32471 | busbar adapter 80 A, 2 adjustable mounting rails, 54 x 260, with twin cables AWG10 (6 mm²) | 18905.2181 | 4 | 0.49 | 54 | 63 | 260
32472 | busbar adapter 80 A, 2 adjustable mounting rails, 54 x 260, without leads, with terminals 16 mm², operated from behind | 16263.6001 | 4 | 0.438 | 54 | 63 | 260
32477 | busbar component support, 2 adjustable mounting rails, 45 x 200, without electrical connection | 8149.4446 | 4 | 0.248 | 45 | 63 | 200
32478 | busbar component support, 2 adjustable mounting rails, 54 x 200, without electrical connection | 10076.8792 | 4 | 0.277 | 54 | 63 | 200
32484 | busbar component support, 2 adjustable mounting rails, 45 x 260, without electrical connection | 9319.6728 | 4 | 0.279 | 45 | 63 | 260
32485 | busbar component support, 2 adjustable mounting rails, 54 x 260, without electrical connection | 11531.0598 | 4 | 0.385 | 54 | 63 | 260
32486 | busbar adapter 32 A, 1 adjustable mounting rail, 45 x 200, without leads, with spring terminals 1,5 - 6 mm² from front | 12064.5462 | 4 | 0.325 | 45 | 63 | 200
32487 | busbar adapter 32 A, 2 adjustable mounting rails, 45 x 260, without leads, with spring terminals 1,5 - 6 mm² from front | 12744.311 | 4 | 0.355 | 45 | 63 | 260
32498 | busbar adapter 32 A, for direct starter ABB MS116, MS132, 45 x 200, with leads AWG 10 (6 mm²) | 13923.1438 | 4 | 0.364 | 45 | 63 | 200
32506 | busbar adapter 32 A, for direct starter ABB MS116/132, 54 x 200, with leads AWG 10 (6 mm²) | 801.1002 | 4 | 0.38 | 54 | 63 | 200
32511 | 8-pole connector, with support, 250 V | 13355.6458 | 10 | 0.034
32512 | busbar adapter 32 A, for direct starter ABB MS116/132, 54 x 200, with leads AWG 10 (6 mm², 150 mm long) | 11832.2215 | 4 | 0.38 | 54 | 63 | 200
32513 | 10-pole connector, with support, 250 V | 15825.1714 | 10 | 0.04
32533 | busbar adapter 32 A, for direct starter Allen-Bradley 140M-C, 140M-D, 45 x 200, with leads AWG 10 (6 mm²) | 12331.2893 | 4 | 0.325 | 45 | 63 | 200
32534 | busbar adapter 32 A, for reversing starter Allen-Bradley 140M-C, 140M-D, 54 x 200, with leads AWG 10 (6 mm²) | 13931.7484 | 4 | 0.38 | 54 | 63 | 200
32535 | busbar adapter 63 A, for direct starter Allen-Bradley 140M-F, 54 x 200, with leads AWG 8 (10 mm²) | 17786.6176 | 4 | 0.43 | 54 | 63 | 200
32568 | busbar adapter 125 A, 3-pole, 90 x 200, connection to the system top, for Eaton NZM1 | 42808.849 | 1 | 0.81 | 90 | 26 | 200
32570 | busbar adapter 160 A, 3-pole, 92 x 200, connection to the system top or bottom, for Eaton NZM1 | 40416.7649 | 1 | 0.81 | 92 | 38 | 200
32571 | busbar adapter 160 A, 3-pole, 90 x 200, connection to the system bottom, for Allen-Bradley 140U-H, Eaton NZM1 | 43738.1478 | 1 | 0.81 | 90 | 50 | 200
32572 | busbar adapter 160 A, 3-pole, 90 x 200, connection to the system top, for Noark Ex9M1 | 56799.959 | 1 | 0.81 | 90 | 63.5 | 200
32575 | busbar adapter 160 A, 3-pole, 90 x 200, connection to the system top, for ABB Tmax T1, T2, XT1, XT2, GE FD160, Schneider Electric NS80, NSX80 | 43221.8707 | 1 | 0.81 | 90 | 26 | 200
32577 | busbar adapter 160 A, 3-pole, 90 x 200, connection to the system top, for Eaton EG, Eaton PDG1 | 43729.5432 | 1 | 0.81 | 90 | 50 | 200
32578 | busbar adapter 250 A, 4-pole, 140 x 270, N on left side, connection to the system top, for Siemens 3VL2, 3VL3 | 4234.3431 | 1 | 1.8 | 140 | 35 | 270
32579 | busbar adapter 400 A, 4-pole, 185 x 300, N on left side, connection to the system top, for Siemens 3VL400 | 14035.0039 | 1 | 3.5 | 185 | 35 | 300
32580 | busbar adapter 250 A, 4-pole, 140 x 270, N on left side, connection to the system top, for Eaton NZM2-XKR4O | 54141.1318 | 1 | 1.8 | 140 | 35 | 270
32581 | busbar adapter 500 A, 4-pole, 185 x 300, N on left side, connection to the system top, for Eaton NZM3-XKR13O | 105691.4028 | 1 | 3.5 | 185 | 35 | 300
32582 | busbar adapter 250 A, 4-pole, 140 x 270, connection to the system top, for Schneider Electric NSX100, NSX160, NSX250 | 54089.5041 | 1 | 1.8 | 140 | 35 | 270
32583 | busbar adapter 500 A, 4-pole, 185 x 300, connection to the system top, for Schneider Electric NS400, NS630, NSX400, NS630 | 105545.1243 | 1 | 3.5 | 185 | 35 | 300
32584 | busbar adapter 250 A, 4-pole, 140 x 270, N on left side, connection to the system top, for ABB Tmax T4 | 54037.8764 | 1 | 1.8 | 140 | 35 | 270
32585 | busbar adapter 500 A, 4-pole, 185 x 300, N on left side, connection to the system top, for ABB Tmax T5, Allen-Bradley 140G-K | 115500.6682 | 1 | 3.6 | 185 | 35 | 300
32586 | busbar adapter 250 A, 4-pole, 140 x 270, N on left side, connection to the system top, for ABB Tmax XT3, XT4, Allen-Bradley 140G-J | 54037.8764 | 1 | 1.8 | 140 | 35 | 270
32588 | busbar adapter 32 A, for direct starter Siemens 3RA6, 45 x 200, with leads AWG 10 (6 mm²), with metal mounting rail | 22562.181 | 4 | 0.44 | 45 | 63 | 200
32589 | busbar component support, for direct starter Siemens 3RA6, 45 x 200, without electrical connection, with metal mounting rail | 14241.5147 | 4 | 0.248 | 45 | 59 | 200
32590 | busbar adapter 32 A, 1 adjustable mounting rail, 45 x 160, with leads AWG 10 (6 mm²) | 10971.7596 | 4 | 0.198 | 45 | 63 | 160
32591 | busbar adapter 63 A, 1 adjustable mounting rail, 54 x 160, with leads AWG 8 (10 mm²) | 12529.1956 | 4 | 0.218 | 54 | 63 | 160
32592 | busbar adapter 210 A, 3-pole, 105 x 240, connection to the system top, for Terasaki S250-NJ | 36131.6648 | 1 | 1.02 | 105 | 35 | 240
32593 | busbar adapter 580 A, 3-pole, 140 x 300, connection to the system top or bottom, for ABB Tmax T5, Allen-Bradley 140G-K, Siemens 3RV1073 | 76495.9314 | 1 | 2.52 | 140 | 35 | 300
32594 | spare part busbar adapter 160 A, busbar adapter base | 10791.0626 | 2 | 0.365 | 106 | 17 | 200
32595 | spare part busbar adapter 250 A, busbar adapter base | 31485.1707 | 2 | 0.755 | 184 | 17 | 210
32597 | busbar adapter 210 A, 3-pole, 105 x 240, connection to the system top or bottom, for Terasaki S250-NE | 38050.4948 | 1 | 1.02 | 105 | 35 | 240
32598 | busbar adapter 80 A, 2 adjustable mounting rails, 54 x 200, with twin cables AWG10 (6 mm²) | 19516.146 | 4 | 0.47 | 54 | 63 | 200
32600 | busbar adapter 150 A, 3-pole, 105 x 190, connection to the system top or bottom, for Schneider Electric HL150 | 35297.0168 | 1 | 0.938 | 105 | 35 | 190
32601 | busbar adapter 290 A, 3-pole, 105 x 240, connection to the system top, for ABB Tmax T4, Siemens 3RV1063 | 36062.8279 | 1 | 1.22 | 105 | 35 | 240
32619 | busbar adapter base 125 A, spare part, 49,5 mm x 160 mm, only for use with QU-NH000 | 955.9834 | 2 | 0.112 | 49.5 | 45 | 160
32620 | busbar adapter base 125 A, busbar adapter base, 49,5 mm x 200 mm, only for use with QU-NH000 | 8743.1633 | 4 | 0.127 | 49.5 | 45 | 200
32628 | busbar adapter 1-pole, 63 A, 1 fixed mounting rail, for Schneider Electric iC60, iC65 and C60, 18 x 160 | 3218.9981 | 12 | 0.07 | 18 | 73 | 160
32629 | busbar adapter 1-pole, 32 A, 1 fixed mounting rail, 18 x 160 / 6 mm² | 3993.4138 | 12 | 0.06 | 18 | 82 | 160
32630 | busbar adapter 1-pole, 63 A, 1 fixed mounting rail, 18 x 160 / 10 mm² | 4045.0415 | 12 | 0.066 | 18 | 73 | 160
32631 | busbar component support 1-pole, 1 fixed mounting rail, 18 x 160, without electrical connection | 2479.0009 | 6 | 0.033 | 18 | 54 | 160
32632 | module N, terminal 16 mm², 9 x 160 | 5482.0128 | 12 | 0.044 | 9 | 114 | 160
32633 | side-mounted module, for single pole busbar adapters, 9 x 160 | 2513.4194 | 12 | 0.012 | 9 | 47 | 160
32634 | module PE, terminal 16 mm², 9 x 160 | 5576.6636 | 12 | 0.044 | 9 | 114 | 160
32635 | busbar component support, 1 adjustable mounting rail and 1 positioner for Siemens S00, 45 x 200, without electrical connection | 10593.1564 | 4 | 0.248 | 45 | 63 | 200
32636 | busbar component support, 1 adjustable mounting rail and 1 positioner for Siemens S00 and S0, 45 x 260, without electrical connection | 11229.8981 | 4 | 0.279 | 45 | 63 | 260
32637 | busbar adapter 25 A, for direct starter Siemens S00 with spring terminal connection, 45 x 260, with leads AWG 12 (4 mm²) | 16624.9941 | 4 | 0.307 | 45 | 63 | 260
32638 | busbar adapter 32 A, for direct starter Siemens S0 with spring terminal connection, 45 x 260, with 165 mm long leads AWG 10 (6 mm²) | 17081.0389 | 4 | 0.321 | 45 | 63 | 260
32639 | busbar adapter 32 A, for direct starter Siemens S0 with screw connection, 45 x 260, with leads AWG 10 (6 mm²) | 12357.1032 | 4 | 0.333 | 45 | 63 | 260
32640 | busbar adapter 160 A, 4-pole, 141 x 160, connection to the system top, for Schneider Electric INS100, INS125, INS160 | 50208.8211 | 1 | 0.64 | 141 | 88 | 160
32642 | busbar adapter 250 A, 4-pole, 140 x 251, N on left side, connection to the system top or bottom, for Schneider Electric NSX100, NSX160, NSX250 | 52953.6945 | 1 | 1.186 | 140 | 63 | 251
32643 | busbar adapter 520 A, 4-pole, 185 x 284, N on left side, connection to the system top or bottom, for Schneider Electric NSX400, NSX630 | 102610.9493 | 1 | 2.831 | 185 | 63 | 284
32650 | busbar adapter 25 A, for direct starter Siemens S00 with spring terminal connection, 45 x 200, with 165 mm long leads AWG 12 (4 mm²) | 15119.1858 | 4 | 0.33 | 45 | 63 | 200
32655 | busbar adapter 32 A, 1 adjustable mounting rail, 45 x 200, with leads AWG 10 (6 mm²) | 10679.2025 | 4 | 0.333 | 45 | 63 | 200
32659 | busbar adapter 32 A, for direct starter Siemens S0 with spring terminal connection, 45 x 200, with 165 mm long leads AWG 10 (6 mm²) | 14818.0242 | 4 | 0.321 | 45 | 63 | 200
32660 | busbar adapter 144 A, 3-pole, 76 x 200, connection to the system top, for Siemens 3VA10, 3VA11 | 41561.1792 | 1 | 0.81 | 76 | 26 | 200
32661 | busbar adapter 144 A, 3-pole, 76 x 160, for Siemens 3VA10, 3VA11 | 39186.3045 | 1 | 0.78 | 76 | 98 | 160
32662 | busbar adapter 80 A, for circuit breaker Siemens Sirius frame size S2, 200 mm long, 54 x 200, with leads AWG 4 (25 mm²), top connection to system | 25556.5884 | 1 | 0.521 | 54 | 63 | 200
32663 | busbar adapter 80 A, for direct starter Siemens Sirius frame size S2, 260 mm long, 54 x 260, with leads AWG 4 (25 mm²), top connection to the system | 25556.5884 | 1 | 0.591 | 54 | 63 | 260
32665 | component support, without electrical connection, 1 adjustable mounting rail, 45 x 160 | 5473.4082 | 9 | 0.09 | 45 | 35 | 160
32666 | adapter 16 A, 1 fixed mounting rail, with leads AWG 14 (2,5 mm²), 45 x 160 | 9947.8099 | 1 | 0.124 | 45 | 45 | 160
32668 | adapter 16 A, 1 adjustable mounting rail, with leads AWG 14 (2,5 mm²), 45 x 160 | 8510.8386 | 1 | 0.14 | 45 | 45 | 160
32669 | adapter 16 A, 1 adjustable mounting rail, with leads AWG 14 (2,5 mm²) 160 mm long, for devices with spring terminal technology, 45 x 160 | 8639.9079 | 1 | 0.106 | 45 | 45 | 160
32676 | adapter 25 A, 1 adjustable mounting rail, with leads AWG 12 (4 mm²), 45 x 160 | 8743.1633 | 1 | 0.145 | 45 | 45 | 160
32682 | adapter 32 A, 1 fixed mounting rail, with leads AWG 10 (6 mm²), 45 x 160 | 10541.5286 | 1 | 0.14 | 45 | 45 | 160
32684 | adapter 32 A, 1 adjustable mounting rail, with leads AWG 10 (6 mm²), 45 x 160 | 9052.9296 | 1 | 0.156 | 45 | 45 | 160
32686 | adapter 32 A, 1 adjustable mounting rail, with leads AWG 10 (6 mm²) 160 mm long, for devices with spring terminal technology, 45 x 160 | 9379.9051 | 1 | 0.169 | 45 | 45 | 160
32690 | adapter 160 A, 90 x 160, for ABB Tmax XT1, Allen-Bradley 140G-G, Siemens 3VA10, 3VA11, 3VA51, Eaton PDG1 | 53874.3887 | 1 | 0.4 | 90 | 45 | 160
32691 | adapter 160 A, 90 x 160, for ABB Tmax XT2, Allen-Bradley 140G-H, Eaton NZM1, Schneider Electric ComPacT NSXm EverLink | 53469.9716 | 1 | 0.4 | 90 | 45 | 160
32692 | adapter 45 A, 1 adjustable mounting rail, with leads AWG 8 (10 mm²), 45 x 160 | 9440.1374 | 1 | 0.18 | 45 | 45 | 160
32693 | busbar adapter 25 A, for direct starter Siemens S00 with spring terminal connection, 45 x 160, with leads AWG 12 (4 mm²) | 11858.0353 | 4 | 0.198 | 45 | 63 | 160
32694 | busbar adapter 30 A, for direct starter Siemens S0 with spring terminal connection, 45 x 160, with leads AWG 10 (6 mm²) | 13578.9591 | 4 | 0.198 | 45 | 63 | 160
32700 | IP20 protection cover (front), incl, 3 top covers, 300 mm wide, for ABB Tmax T6, T7, Emax E2, Siemens 3VA27 | 53839.9702 | 1 | 1.256 | 297 | 194 | 232
32701 | IP20 protection cover (front), incl, 3 top covers, 300 mm wide, for Eaton NZM4, GE FK1600, Legrand DPX³ 1600 | 53839.9702 | 1 | 1.238 | 297 | 194 | 232
32702 | IP20 protection cover (front), incl, 3 top covers, 300 mm wide, for Schneider Electric NS630B, NS800, NS1000, NS1250, NS1600 | 53839.9702 | 1 | 1.228 | 297 | 194 | 232
32703 | IP20 protection cover (front), incl, 3 top covers, 300 mm wide, for Siemens 3VL7 (1000 A, 1250 A), 3VL8 (1600 A) | 241.8 | 1 | 1.23 | 297 | 194 | 232
32704 | touch-safe protection shroud IP20 (rear installation), for all adapters | 18457.7779 | 1 | 0.09 | 300 | 67 | 55
32705 | IP20 protection cover (front), incl, 3 top covers, 300 mm wide, for Siemens 3VA25 (630 A, 800 A, 1000 A) | 58933.9045 | 1 | 1.28 | 297 | 194 | 232
32706 | IP20 protection cover (front), incl, 3 top covers, 300 mm wide, for Siemens 3VL5 (630 A), 3VL6 (630 A, 800 A) | 241.8 | 1 | 1.28 | 297 | 194 | 232
32707 | busbar adapter 900 A, 300 x 652, connection top, clamp connection , for Siemens 3VA25 (630 A, 800 A, 1000 A) | 624240.554 | 1 | 22 | 300 | 113 | 652
32708 | busbar adapter 900 A, 300 x 652, connection bottom, clamp connection , for Siemens 3VA25 (630 A, 800 A, 1000 A) | 653711.3732 | 1 | 22 | 300 | 113 | 652
32709 | busbar adapter 900 A, 300 x 652, connection top / bottom, screw connection , for Siemens 3VA25 (630 A, 800 A, 1000 A), not suitable for systems with CrossLink protection modules | 596137.8691 | 1 | 28 | 300 | 76 | 652
32718 | busbar adapter 1400 A, 300 x 652, connection bottom, clamp connection, changed phase , for Schneider Electric NS1600 | 709736.0458 | 1 | 32.3 | 300 | 76 | 652
32719 | busbar adapter 1200 A, 300 x 652, connection bottom, clamp connection, changed phase , for Schneider Electric NS1250 | 656929.5006 | 1 | 30 | 300 | 76 | 652
32720 | busbar adapter 1400 A, 300 x 652, Verbindung unten, Schraubkontaktierung, Phasendrehung, for Schneider Electric NS1600, not suitable for systems with CrossLink protection modules | 695727.7265 | 1 | 31.4 | 300 | 83 | 652
32721 | busbar adapter 1200 A, 300 x 652, connection bottom, screw connection, changed phase , for Schneider Electric NS1250, not suitable for systems with CrossLink protection modules | 648617.4389 | 1 | 29 | 300 | 83 | 652
32722 | busbar adapter 1320 A, 300 x 652, connection bottom, clamp connection, changed phase , for ABB Tmax T7, XT7 (1600 A), Emax E1,2 (1600 A), Siemens 3VA27 (1600 A) | 711431.1557 | 1 | 32.3 | 300 | 76 | 652
32723 | busbar adapter 1220 A, 300 x 652, connection bottom, clamp connection, changed phase , for ABB Tmax T7, XT7 (1250 A), Emax E1,2 (1250 A), Siemens 3VA27 (1250 A) | 656929.5006 | 1 | 30 | 300 | 76 | 652
32724 | busbar adapter 1320 A, 300 x 652, connection bottom, screw connection, changed phase , for ABB Tmax T7, XT7 (1600 A), Emax E1,2 (1600 A), Siemens 3VA27 (1600 A), not suitable for systems with CrossLink protection modules | 695727.7265 | 1 | 31.4 | 300 | 85 | 652
32725 | busbar adapter 1220 A, 300 x 652, connection bottom, screw connection, changed phase, for ABB Tmax T7, XT7 (1250 A), Emax E1,2 (1250 A), Siemens 3VA27 (1250 A), not suitable for systems with CrossLink protection modules | 642895.3674 | 1 | 29 | 300 | 85 | 652
32726 | busbar adapter 1220 A, 300 x 652, connection bottom, clamp connection , for ABB Tmax T7, XT7 (1250 A), Emax E1,2 (1250 A), Siemens 3VA27 (1250 A) | 635073.769 | 1 | 30.28 | 300 | 76 | 652
32729 | busbar adapter 1000 A, 300 x 652, connection bottom, clamp connection , for ABB Tmax T6, XT6 (1000 A), T7, XT7 (1000 A), Emax E1,2 (1000 A), Siemens 3VA27 (1000 A) | 526999.7575 | 1 | 23 | 300 | 76 | 652
32730 | busbar adapter 800 A, 300 x 652, connection bottom, clamp connection , for ABB Tmax T6, XT6, T7, XT7 (800 A), Emax E1,2 (800 A), Siemens 3VA27 (800 A) | 467352.5403 | 1 | 23 | 300 | 76 | 652
32731 | busbar adapter 1400 A, 300 x 652, connection bottom, clamp connection , for Eaton NZM4 (1600 A), Siemens 3VL8 (1600 A) | 689833.5627 | 1 | 28 | 300 | 76 | 652
32732 | busbar adapter 1200 A, 300 x 652, connection bottom, clamp connection , for Eaton NZM4 (1250 A) | 680420.1098 | 1 | 31.8 | 300 | 76 | 652
32733 | busbar adapter 1000 A, 300 x 652, connection bottom, clamp connection , for Eaton NZM4 (630 A, 800 A, 1000 A) | 599226.9272 | 1 | 24 | 300 | 76 | 652
32734 | busbar adapter 1400 A, 300 x 652, connection bottom, clamp connection , for Schneider Electric NS1600 | 686056.135 | 1 | 33.5 | 300 | 76 | 652
32737 | busbar adapter 1200 A, 300 x 652, connection bottom, clamp connection , for Schneider Electric NS1250 | 655329.0415 | 1 | 32 | 300 | 76 | 652
32741 | busbar adapter 630 A, universal version up to 630 A, phase distance 43-46 mm, connection at top, CrossLink® clamp connection | 275297.4498 | 1 | 5.9 | 150 | 55 | 585
32742 | busbar adapter 630 A, universal version up to 630 A, phase distance 43-46 mm, connection at top, flat clamp connection | 285390.6676 | 1 | 6.4 | 150 | 47 | 585
32743 | busbar adapter 630 A, universal version up to 630 A, phase distance 43-46 mm, connection at top / bottom, screw connection | 267759.8038 | 1 | 6.2 | 150 | 47 | 585
32745 | busbar adapter 630 A, universal version up to 630 A, phase distance 43-46 mm, connection at bottom, CrossLink® clamp connection | 280124.6409 | 1 | 7 | 150 | 55 | 585
32746 | busbar adapter 630 A, universal version up to 630 A, phase distance 43-46 mm, connection at bottom, flat clamp connection | 279272.7836 | 1 | 7 | 150 | 47 | 585
32747 | busbar adapter 900 A, 300 x 652, connection bottom, clamp connection , for Schneider Electric NS630B, NS800, NS1000 | 523549.3053 | 1 | 24 | 300 | 76 | 652
32749 | busbar adapter 1150 A, 300 x 652, changed phase, connection to the system bottom, for systems with drilled busbars, for Siemens 3VL7 (1250 A), not suitable for systems with CrossLink protection modules | 152810.7019 | 1 | 31.72 | 300 | 83 | 652
32752 | busbar adapter 1550 A, 300 x 675, connection top, clamp connection , for Socomec Sirco 1250 A (Socomec-Nr, 26003U21), Sirco 1600 A (Socomec-Nr, 26003U61) | 1089518.1036 | 1 | 33.5 | 300 | 76 | 652
32753 | busbar adapter 1150 A, 300 x 675, connection top, clamp connection , for Siemens 3VL7 (1250 A) | 583773.032 | 1 | 28.5 | 300 | 85 | 652
32754 | busbar adapter 720 A, 300 x 675, connection top, clamp connection , for Siemens 3VL6 (630 A, 800 A) | 93739.9942 | 1 | 19.5 | 300 | 85 | 652
32755 | busbar adapter 1000 A, 300 x 675, connection top, clamp connection , for Siemens 3VL7 (1000 A) | 97500.2125 | 1 | 22 | 300 | 85 | 652
32756 | busbar adapter 1450 A, 300 x 652, connection top, clamp connection , for Schneider Electric NS1600 | 628921.4665 | 1 | 31 | 300 | 85 | 652
32757 | busbar adapter 1250 A, 300 x 652, connection top, clamp connection , for Schneider Electric NS1250 | 581768.1558 | 1 | 30 | 300 | 85 | 652
32758 | busbar adapter 1000 A, 300 x 652, connection top, clamp connection , for Schneider Electric NS630B, NS800, NS1000 | 482066.4383 | 1 | 26.2 | 300 | 85 | 652
32761 | busbar adapter 1440 A, 300 x 652, connection top, clamp connection , for Eaton NZM4 (1600 A), Siemens 3VL8 (1600 A) | 632741.9173 | 1 | 30.6 | 300 | 85 | 652
32762 | busbar adapter 1250 A, 300 x 652, connection top, clamp connection , for Eaton NZM4 (1250 A) | 623345.6736 | 1 | 29 | 300 | 85 | 652
32763 | busbar adapter 1000 A, 300 x 652, connection top, clamp connection , for Eaton NZM4 (630 A, 800 A, 1000 A) | 486626.8863 | 1 | 23 | 300 | 85 | 652
32764 | busbar adapter 1500A, 300 x 652, connection bottom, clamp connection, for Socomec Sirco 1250 A (Socomec-Nr, 26003U21), Sirco 1600 A (Socomec-Nr, 26003U61) | 750668.2172 | 1 | 33.5 | 300 | 76 | 652
32765 | busbar adapter 1250 A, 300 x 652, connection top, clamp connection , for ABB Tmax T7, XT7 (1250 A), Emax E1,2 (1250 A), Siemens 3VA27 (1250 A) | 581768.1558 | 1 | 30.1 | 300 | 85 | 652
32766 | busbar adapter 1000 A, 300 x 652, connection top, clamp connection , for ABB Tmax T6, XT6 (1000 A), T7, XT7 (1000 A), Emax E1,2 (1000 A), Siemens 3VA27 (1000 A) | 483391.5496 | 1 | 21 | 300 | 85 | 652
32767 | busbar adapter 800 A, 300 x 652, connection top, clamp connection , for ABB Tmax T6, T7, XT6, XT7 (800 A), Emax E1,2 (800 A), Siemens 3VA27 (800 A) | 437270.7931 | 1 | 21.2 | 300 | 85 | 652
32769 | busbar adapter 630 A, 300 x 675, connection top, clamp connection, for Siemens 3VL5 (630 A) | 90504.6575 | 1 | 21 | 300 | 85 | 652
32770 | busbar adapter 630 A, 300 x 652, connection top / bottom, screw connection , for Siemens 3VL5 (630 A), not suitable for systems with CrossLink protection modules | 90952.0977 | 1 | 20 | 300 | 85 | 652
32771 | busbar adapter 1150 A, 300 x 652, connection bottom, clamp connection, for Siemens 3VL7 (1250 A) | 152604.191 | 1 | 31 | 300 | 76 | 652
32772 | busbar adapter 1150 A, 300 x 675, connection top / bottom, screw connection , for Siemens 3VL7 (1250 A) , not suitable for systems with CrossLink protection modules | 143784.4568 | 1 | 28 | 300 | 85 | 652
32773 | busbar adapter 1000 A, 300 x 675, connection top / bottom, screw connection , for Siemens 3VL7 (1000 A), not suitable for systems with CrossLink protection modules | 525984.4124 | 1 | 28 | 300 | 85 | 652
32774 | busbar adapter 650A, 300 x 675, connection top / bottom, screw connection , for Siemens 3VL6 (630 A, 800 A), not suitable for systems with CrossLink protection modules | 94196.0389 | 1 | 20.8 | 300 | 85 | 652
32775 | busbar adapter 1400 A, 300 x 652, connection top / bottom, screw connection, for Schneider Electric NS1600, not suitable for systems with CrossLink protection modules | 616788.9541 | 1 | 30.1 | 300 | 85 | 652
32776 | busbar adapter 1200 A, 300 x 652, connection top / bottom, screw connection , for Schneider Electric NS1250, not suitable for systems with CrossLink protection modules | 569635.6434 | 1 | 29 | 300 | 85 | 652
32777 | busbar adapter 900 A, 300 x 652, connection top / bottom, screw connection , for Schneider Electric NS630B, NS800, NS1000, not suitable for systems with CrossLink protection modules | 469925.3213 | 1 | 22 | 300 | 85 | 652
32779 | busbar adapter 1000 A, 300 x 652, connection top / bottom, screw connection , for Eaton NZM4 (630 A, 800 A, 1000 A), not suitable for systems with CrossLink protection modules | 474494.3738 | 1 | 22 | 300 | 85 | 652
32780 | busbar adapter 1400 A, 300 x 652, connection top / bottom, screw connection , for Eaton NZM4 (1600 A), Siemens 3VL8 (1600 A), not suitable for systems with CrossLink protection modules | 620609.4048 | 1 | 29.5 | 300 | 85 | 652
32781 | busbar adapter 1200 A, 300 x 652, connection top / bottom, screw connection , for Eaton NZM4 (1250 A), not suitable for systems with CrossLink protection modules | 573456.0941 | 1 | 26 | 300 | 85 | 652
32783 | busbar adapter 1000 A, 300 x 675, connection bottom, clamp connection , for Siemens 3VL7 (1000 A) | 102138.1021 | 1 | 22 | 300 | 76 | 652
32784 | busbar adapter 1220 A, 300 x 652, connection top / bottom, screw connection , for ABB Tmax T7, XT7 (1250 A), Emax E1,2 (1250 A), Siemens 3VA27 (1250 A), not suitable for systems with CrossLink protection modules | 569635.6434 | 1 | 28 | 300 | 85 | 652
32785 | busbar adapter 1000 A, 300 x 652, connection top / bottom, screw connection , for ABB Tmax T6, XT6 (1000 A), T7, XT7 (1000 A), Emax E1,2 (1000 A), Siemens 3VA27 (1000 A), not suitable for systems with CrossLink protection modules | 471310.6649 | 1 | 26.2 | 300 | 85 | 652
32786 | busbar adapter 800 A, 300 x 652, connection top / bottom, screw connection , for ABB Tmax T6, XT6, T7, XT7 (800 A), Emax E1,2 (800 A), Siemens 3VA27 (800 A), not suitable for systems with CrossLink protection modules | 416697.1497 | 1 | 21.5 | 300 | 85 | 652
32787 | busbar adapter 1400 A, 300 x 652, connection bottom, clamp connection, changed phase , for Eaton NZM4 (1600 A) | 713556.4966 | 1 | 33 | 300 | 76 | 652
32788 | busbar adapter 1200 A, 300 x 652, connection bottom, clamp connection, changed phase , for Eaton NZM4 (1250 A) | 704160.2529 | 1 | 32 | 300 | 76 | 652
32789 | busbar adapter 1400 A, 300 x 652, connection bottom, screw connection, changed phase , for Eaton NZM4 (1600 A), not suitable for systems with CrossLink protection modules | 699479.3403 | 1 | 31.5 | 300 | 85 | 652
32790 | busbar adapter 1200 A, 300 x 652, connection bottom, screw connection, changed phase , for Eaton NZM4 (1250 A), not suitable for systems with CrossLink protection modules | 690143.329 | 1 | 30 | 300 | 85 | 652
32795 | busbar adapter 650 A, 300 x 675, connection bottom, clamp connection , for Siemens 3VL6 (630 A, 800 A) | 98369.279 | 1 | 23.5 | 300 | 76 | 652
32796 | busbar adapter 630 A, 300 x 675, connection bottom, clamp connection, for Siemens 3VL5 (630 A) | 95133.9424 | 1 | 21.5 | 300 | 76 | 652
32797 | busbar adapter 1320 A, 300 x 652, connection bottom, clamp connection , for ABB Tmax T7, XT7 (1600 A), Emax E1,2 (1600 A), Siemens 3VA27 (1600 A) | 686004.5073 | 1 | 31 | 300 | 76 | 652
32807 | busbar adapter 1320 A, 300 x 652, connection top, clamp connection , for ABB Tmax T7, XT7 (1600 A), Emax E1,2 (1600 A), Siemens 3VA27 (1600 A) | 628921.4665 | 1 | 31.5 | 300 | 85 | 652
32808 | busbar adapter 1320 A, 300 x 652, connection top / bottom, screw connection , for ABB Tmax T7, XT7 (1600 A), Emax E1,2 (1600 A), Siemens 3VA27 (1600 A), not suitable for systems with CrossLink protection modules | 616788.9541 | 1 | 29.5 | 300 | 85 | 652
32809 | busbar adapter 1440 A, 300 x 652, connection top, screw connection , for GE FK1600, Legrand DPX³ 1600, not suitable for systems with CrossLink protection modules | 833005.8141 | 1 | 29.5 | 300 | 85 | 652
32900 | lead AWG 6 (16 mm²), 210 mm long | 2901.034 | 24 | 0.007
32901 | mounting rail, plastic, EN 60715, 54 mm wide, 35 x 54 x 8,5 | 990.4018 | 10 | 0.01 | 54 | 9 | 35
32907 | lead AWG 10 (6 mm²), 130 mm long | 1739.4105 | 24 | 0.007
32912 | side-mounted module for busbar adapters, attachable to both sides, 9 x 160, for 32590, 32591 | 2797.3718 | 10 | 0.02 | 9 | 56 | 160
32914 | lead AWG 4 (25 mm²), 210 mm long | 3950.7975 | 24 | 0.051
32915 | double-lead 2x AWG 10 (2x 6 mm²), 130 / 280 mm long | 2040.5721 | 24 | 0.025
32916 | lead AWG 10 (6 mm²), 280 mm long | 2522.4308 | 24 | 0.007
32918 | lead AWG 14 (2,5 mm²), 190 mm long | 2307.3153 | 24 | 0.003
32920 | mounting rail, plastic, EN 60715, 108 mm wide, 35 x 108 x 8,5 | 1498.0743 | 10 | 0.021 | 108 | 9 | 35
32921 | lead AWG 14 (2,5 mm²), 105 mm long | 1575.9227 | 24 | 0.003
32929 | lead AWG 12 (4 mm²), 190 mm long | 1464.0627 | 24 | 0.007
32933 | extension module for direct starters, 40 mm extension, for EQUES®CrossBoard adapters Comfort | 1807.8406 | 8 | 0.022 | 45 | 25 | 40
32934 | extension set for reversing starters, 40 mm extension, for EQUES®CrossBoard adapters Comfort | 5370.1528 | 4 | 0.073 | 90 | 25 | 80
32935 | lead AWG 10 (6 mm²), 190 mm long | 1532.8996 | 24 | 0.007
32936 | lead AWG 8 (10 mm²), 190 mm long | 1696.3874 | 24 | 0.007
32937 | slide nut M5, for 32168, 32214, 32215, 32216 | 887.5532 | 4 | 0.004
32940 | mounting rail 54 mm, for busbar adapters | 1394.8189 | 10 | 0.015 | 54 | 19 | 57
32947 | mounting rail 45 mm, for busbar adapters | 809.7048 | 10 | 0.014 | 45 | 19 | 57
32948 | mounting rail 54 mm, for busbar adapters | 930.1695 | 10 | 0.015 | 54 | 19 | 57
32949 | mounting rail 63 mm, for busbar adapters | 1033.4249 | 10 | 0.018 | 63 | 19 | 57
32950 | mounting rail 72 mm, for busbar adapters | 1188.3081 | 10 | 0.02 | 72 | 19 | 57
32951 | mounting rail 81 mm, for busbar adapters | 1317.3773 | 10 | 0.021 | 81 | 19 | 57
32952 | positioning piece for Siemens S00 and S0 | 1782.0268 | 10 | 0.017 | 45 | 37 | 65
32953 | positioning piece for Siemens S2 | 2272.8968 | 10 | 0.017
32954 | connecting element, universal | 646.6239 | 50 | 0.001
32956 | pilot switch for adapters with removable upper section, 1 N/C | 6187.9984 | 10 | 0.009
32963 | side-mounted module for busbar adapters, attachable to both sides, 9 x 200, for EEC60,, | 3124.3473 | 10 | 0.023 | 9 | 40 | 200
32964 | side-mounted module for busbar adapters, attachable to both sides, 9 x 200, for EMC60,, | 5395.9666 | 10 | 0.043 | 9 | 52 | 200
32969 | mounting rail end stop | 646.2171 | 50 | 0.001 | 1 | 15 | 10
32971 | spacer | 1627.5504 | 50
32973 | terminal cap for UL, for busbar adapters 32436 and 32439 | 3244.8119 | 4 | 0.007 | 38 | 25 | 54
32974 | terminal cap for UL, for busbar adapters 32466, 32467, 32469 and 32472 | 3692.2521 | 4 | 0.008 | 47 | 25 | 54
32975 | busbar adapter 400 A, 3-pole, 140 x 295, connection to the system top or bottom, for Siemens 3VL4 | 8020.3753 | 1 | 2.224 | 140 | 88 | 295
32977 | busbar adapter 250 A, 3-pole, 105 x 190, connection to the system top or bottom, for Siemens 3VL2, 3VL3 | 2711.3256 | 1 | 0.953 | 105 | 88 | 190
32978 | busbar adapter 630 A, 3-pole, 140 x 300, connection to the system top or bottom, for Eaton NZM3-XKR13O, NZM3-XKR13U | 70782.4645 | 1 | 2.5 | 140 | 63 | 300
32979 | positioning piece for Eaton PKZ | 2005.7468 | 10 | 0.012 | 45 | 28 | 48
32981 | busbar adapter 100 A, for circuit breaker ABB MS49x and Siemens Sirius frame size S3, 200 mm long, 72 x 200, with leads AWG 4 (25 mm²), with metal plate, top connection to the system | 27139.8382 | 1 | 0.66 | 72 | 55 | 200
32982 | mounting set, adjustable for various MCCBs, 184 x 320, for 32004 | 20746.6065 | 1 | 0.82 | 180 |  | 315
32983 | current transformer 630 A / 5 A, 5 VA / class 1 | 31399.1245 | 1 | 0.14 | 96 | 30 | 121
32984 | current transformer 800 A / 5 A, 5 VA / class 1 | 31545.403 | 1 | 0.14 | 96 | 30 | 121
32985 | current transformer 1000 A / 5 A, 5 VA / class 1 | 31399.1245 | 1 | 0.14 | 96 | 30 | 121
32986 | current transformer 1250 A / 5 A, 5 VA / class 1 | 31545.403 | 1 | 0.14 | 96 | 30 | 121
32987 | current transformer 1600 A / 5 A, 5 VA / class 1 | 31399.1245 | 1 | 0.14 | 96 | 30 | 121
33000 | in-line fuse switch-disconnector 910 A, size 3, 1-pole switchable, screw M12 | 336519.3122 | 1 | 5.74 | 100 | 194 | 868
33001 | in-line fuse switch-disconnector 910 A, size 3, 3-pole switchable, screw M12 | 340899.0631 | 1 | 5.823 | 100 | 202 | 868
33002 | in-line fuse switch-disconnector 910 A, size 3, 3-pole switchable, screw M12 | 330108.8712 | 1 | 5.823 | 100 | 202 | 765
33005 | in-line fuse switch-disconnector 910 A, size 3, 1-pole switchable, screw M12 | 327183.3008 | 1 | 5.74 | 100 | 194 | 765
33006 | in-line fuse switch-disconnector 910 A, size 3, 3-pole switchable, screw M12 | 220047.1928 | 1 | 5.823 | 100 | 234 | 662
33007 | in-line fuse switch-disconnector 910 A, size 3, 3-pole switchable, screw M12 | 365904.0852 | 1 | 5.823 | 100 | 202 | 868
33008 | in-line fuse switch-disconnector 910 A, size 3, 1-pole switchable, screw M12 | 354993.4286 | 1 | 5.74 | 100 | 194 | 868
33014 | NH fuse switch-disconnector size 00, 160 A, box terminal, connection top or bottom | 39126.0721 | 1 | 1 | 106 | 110 | 200
33015 | NH fuse switch-disconnector size 00, 160 A, screw M8, connection top or bottom | 39100.2583 | 1 | 0.777 | 106 | 110 | 200
33016 | NH fuse switch-disconnector size 00, 160 A, box terminal, connection top or bottom | 39719.7908 | 1 | 1 | 106 | 110 | 200
33017 | NH fuse switch-disconnector size 00, 160 A, screw M8, connection top or bottom | 39702.5816 | 1 | 0.777 | 106 | 110 | 200
33027 | switch-disconnector 3-pole, box terminal 50 - 70 mm² / AWG 1 - 3/0, graphite grey handle, 125 A, for mounting plate or mounting rail | 36114.4556 | 1 | 0.395 | 66 | 81 | 113
33028 | switch-disconnector 3-pole + N, box terminal 50 - 70 mm² / AWG 1 - 3/0, graphite grey handle, 125 A, N on left side, for mounting plate or mounting rail | 46861.6244 | 1 | 0.535 | 88 | 81 | 113
33031 | switch-disconnector 3-pole, box terminal 50 - 70 mm² / AWG 1 - 3/0, graphite grey handle, 160 A, for mounting plate or mounting rail | 43712.3339 | 1 | 0.395 | 66 | 81 | 113
33032 | switch-disconnector 3-pole + N, box terminal 50 - 70 mm² / AWG 1 - 3/0, graphite grey handle, 160 A, N on left side, for mounting plate or mounting rail | 55776.0094 | 1 | 0.535 | 88 | 81 | 113
33033 | in-line fuse switch-disconnector 910 A, size 3, 1-pole switchable, screw M12 | 215676.0465 | 1 | 5.74 | 100 | 126 | 662
33035 | switch-disconnector 3-pole, box terminal 50 - 70 mm² / AWG 1 - 3/0, yellow-red handle, 125 A, for mounting plate or mounting rail | 36114.4556 | 1 | 0.395 | 66 | 81 | 113
33037 | switch-disconnector 3-pole + N, box terminal 50 - 70 mm² / AWG 1 - 3/0, yellow-red handle, 125 A, N on left side, for mounting plate or mounting rail | 46861.6244 | 1 | 0.535 | 88 | 81 | 113
33038 | double in-line fuse disconnector 1250 A, size 3, 3-pole switchable | 78389.3543 | 1 | 15.56 | 200 | 202 | 662
33039 | double in-line fuse disconnector 1250 A, size 3, 1-pole switchable | 78389.3543 | 1 | 14 | 200 | 194 | 662
33040 | switch-disconnector 3-pole, box terminal 50 - 70 mm² / AWG 1 - 3/0, yellow-red handle, 160 A, for mounting plate or mounting rail | 43712.3339 | 1 | 0.395 | 66 | 81 | 113
33041 | switch-disconnector 3-pole + N, box terminal 50 - 70 mm² / AWG 1 - 3/0, yellow-red handle, 160 A, N on left side, for mounting plate or mounting rail | 241.8 | 1 | 0.535 | 88 | 81 | 113
33042 | in-line fuse switch-disconnector 630 A, size 3, 3-pole switchable | 175208.5245 | 1 | 5.823 | 100 | 202 | 662
33043 | in-line fuse switch-disconnector 630 A, size 3, 1-pole switchable | 170837.3782 | 1 | 5.74 | 100 | 194 | 662
33044 | in-line fuse switch-disconnector 630 A, size 3, 3-pole switchable | 153249.5374 | 1 | 5.823 | 100 | 202 | 662
33045 | in-line fuse switch-disconnector 630 A, size 3, 1-pole switchable | 148878.3911 | 1 | 5.74 | 100 | 194 | 662
33051 | lid interlock, for sealing wire, Size 000 | 1395.2257 | 10 | 0.001
33075 | NH fuse-switch-disconnector size 00, 160 A, box terminal, suitable for 5-pole system, connection top or bottom | 25393.1006 | 1 | 1 | 106 | 97 | 200
33079 | NH fuse-switch-disconnector size 00, 160 A, screw M8, suitable for 5-pole system, connection top or bottom | 33490.0468 | 1 | 1 | 106 | 97 | 200
33113 | lateral cover support, for front covers, size 00 - 3 | 2109.0023 | 1 | 0.005 | 15 | 15 | 15
33142 | cover for cable lugs, top / bottom attachable, for QCB-NH1, QCS-NH1, QCS-320 | 2685.5117 | 2 | 0.107 | 183 | 68 | 65
33143 | cover for cable lugs, top / bottom attachable, for QCB-NH2, for QCB-NH2 | 3046.9057 | 2 | 0.109 | 209 | 52 | 79
33144 | cover for cable lugs, top / bottom attachable, for QCB-NH3, for QCB-NH3 | 3348.0674 | 2 | 0.156 | 254 | 48 | 94
33145 | prism terminal, double, for Cu cables, 2x 35 - 70 mm², for QCB-NH1, QCS-NH1, QCS-320 | 8528.4547 | 1 | 0.166
33146 | prism terminal, double, for Cu cables, 2x 70 - 120 mm², size 2 | 9844.9613 | 1 | 0.278
33147 | prism terminal, double, for Cu cables, 2x 150 mm², size 3 | 12159.6038 | 1 | 0.368
33148 | conversion kit, for 5 mm busbars, size 2 | 7719.6205 | 1 | 0.065
33149 | NH fuse switch-discon, size 1, 250 A, panel mounting, screw M10, with electromechanical fuse monitoring, for mounting plate | 173874.4018 | 1 | 2.55 | 184 | 187 | 243
33150 | NH fuse switch-discon, size 2, 400 A, panel mounting, screw M10, with electromechanical fuse monitoring, for mounting plate | 223170.2626 | 1 | 4.12 | 210 | 203 | 288
33151 | NH fuse switch-discon, size 3, 630 A, panel mounting, screw M12, with electromechanical fuse monitoring, for mounting plate | 252899.2204 | 1 | 5.56 | 256 | 218 | 300
33152 | trim frame, single, 215 x 330, size 1 | 5120.6188 | 1 | 0.117 | 215 | 2 | 330
33153 | trim frame, single, 248 x 330, size 2 | 5120.6188 | 1 | 0.094 | 248 | 2 | 330
33154 | trim frame, single, 290 x 330, size 3 | 6118.7546 | 1 | 0.132 | 290 | 2 | 330
33155 | barrier for handle, for NH fuse-switch disconnector size 1-3, for closing of handle area from rear | 1343.598 | 10 | 0.022
33156 | pilot switch, changeover 250 V AC / 5 A, 30 V DC / 4 A | 4019.6344 | 1 | 0.011
33157 | lid interlock, for sealing wire or 3 padlocks with shackle of 4 - 7 mm, Size 1 - 3 | 2109.4091 | 10 | 0.005
33158 | rapid mounting set, for 2 mounting rails, rails centre distance 125 mm or 150 mm, size 1 - 2 | 7470.0866 | 1 | 0.51
33160 | NH fuse switch-disconnector size 1, 250 A, screw M10, with electromechanical fuse monitoring, connection top or bottom | 210771.007 | 1 | 3.33 | 184 | 234 | 243
33161 | NH fuse switch-disconnector size 2, 400 A, screw M10, with electromechanical fuse monitoring, connection top or bottom | 259757.1015 | 1 | 5.74 | 210 | 220 | 288
33162 | NH fuse switch-disconnector size 3, 630 A, screw M12, with electromechanical fuse monitoring, connection top or bottom | 333421.2426 | 1 | 8.24 | 256 | 235 | 300
33163 | clamp connector for Cu cables, 70 - 150 mm², for QCB-NH1, QCS-NH1, LTS-F 250, LTS 400 | 3331.2649 | 1 | 0.063
33164 | clamp connector for Cu cables, 120 - 240 mm², for QCB-NH2, LTS-F 400, LTS 630 | 4088.4714 | 1 | 0.106
33165 | clamp connector for Cu cables, 150 - 300 mm², for QCB-NH3, LTS-F 630, LTS 800 | 4725.2132 | 1 | 0.125
33166 | prism terminal, single, for Cu cables, 35 - 150 mm², QCB-NH1, QCS-NH1, QCS-320, for QCB-NH1, QCS-NH1, QCS-320 | 5766.3721 | 1 | 0.116
33167 | prism terminal, single, for Cu and Al cables, 50 - 240 mm² | 7358.2265 | 1 | 0.199
33168 | prism terminal, single, for Cu and Al cables, 150 - 300 mm², size 3 | 8416.5946 | 1 | 0.247
33193 | rapid mounting set, for 2 mounting rails, rails centre distance 125 mm or 150 mm, size 00 | 3339.8696 | 1 | 0.185
33198 | NH fuse switch-disconnector size 00, 160 A, box terminal, connection top or bottom | 22788.68 | 1 | 1 | 106 | 97 | 200
33199 | NH fuse switch-disconnector size 00, 160 A, panel mounting, clamp 70 mm², for mounting plate | 15248.2551 | 1 | 0.78 | 106 | 83 | 200
33200 | NH fuse switch-disconnector size 00, 160 A, panel mounting, screw M8, for mounting plate | 15248.2551 | 1 | 0.777 | 106 | 83 | 200
33201 | NH fuse switch-discon, size 1, 250 A, panel mounting, screw M10, for mounting plate | 46680.9274 | 1 | 1.71 | 184 | 112 | 243
33202 | NH fuse switch-discon, size 2, 400 A, panel mounting, screw M10, for mounting plate | 79258.014 | 1 | 3.62 | 210 | 128 | 288
33203 | NH fuse switch-discon, size 3, 630 A, panel mounting, screw M12, for mounting plate | 102757.2278 | 1 | 4.9 | 256 | 143 | 300
33204 | NH fuse switch-disconnector size 4a, 1600 A, panel mounting, 2x screw M12, for mounting plate | 722212.3362 | 1 | 15.34 | 378 | 265 | 340
33206 | NH fuse switch-disconnector size 00, 160 A, box terminal, with electromechanical fuse monitoring, connection top or bottom | 139662.4376 | 1 | 1.8 | 106 | 172 | 200
33207 | NH fuse switch-disconnector size 00, 160 A, panel mounting, clamp 70 mm², with electromechanical fuse monitoring, for mounting plate | 134559.8987 | 1 | 1.27 | 106 | 157 | 176
33208 | NH fuse switch-disconnector size 00, 160 A, panel mounting, screw M8, with electromechanical fuse monitoring, for mounting plate | 134559.8987 | 1 | 1.26 | 106 | 157 | 176
33216 | NH fuse switch-disconnector size 000, 125 A, box terminal, connection top or bottom | 28447.7403 | 1 | 1.13 | 89 | 90 | 200
33217 | NH fuse switch-disconnector size 000, 125 A, panel mounting, box terminal, for mounting plate | 18905.2181 | 1 | 0.572 | 89 | 75 | 143
33219 | trim frame, single, 130 x 210, size 000 | 3253.4166 | 10 | 0.031 | 130 | 2 | 210
33221 | NH fuse switch-disconnector size 00, 160 A, panel mounting, clamp 70 mm², with short protection cover, for mounting plate | 22390.0887 | 1 | 0.716 | 106 | 83 | 151
33222 | NH fuse switch-disconnector size 00, 160 A, panel mounting, screw M8, with short protection cover, for mounting plate | 25160.7759 | 1 | 0.719 | 106 | 83 | 151
33223 | cover for connecting space, size 00, for 33221, 33222 | 1962.7237 | 2 | 0.048 | 106 | 46 | 47
33224 | prism terminal, single, for Cu cables, 16 - 70 mm², NH 00 | 2341.327 | 3 | 0.03 | 106 | 137 | 200
33225 | trim frame, single, 143 x 210, for 33221, 33222, size 00 | 3236.2073 | 10 | 0.033 | 143 | 2 | 210
33234 | in-line fuse switch-disconnector 160 A, screw M8 / clamp 70 mm², size 00 | 49313.9407 | 1 | 1.46 | 50 | 136 | 455
33235 | in-line fuse switch-disconnector 160 A, screw M8 / clamp 70mm², size 00 | 42008.6194 | 1 | 1.37 | 50 | 120 | 455
33238 | terminal clamp, size 00, for 33235 | 1885.689 | 3 | 0.031
33247 | rapid mounting set, for 1 mouinting rail, size 000 | 1231.738 | 1 | 0.006
33268 | direct terminal Cu and Al, size 3 | 5052.1887 | 3 | 0.101
33271 | extension for 2 cable lugs, size 1 - 2 | 4621.9578 | 1 | 0.132
33272 | extension for 2 cable lugs, size 3 | 4776.8409 | 1 | 0.155
33280 | connection cover, size 00, for 33234, 33235 | 3391.4973 | 2 | 0.09
33285 | in-line fuse switch-disconnector 160 A, screw M8 / clamp 70 mm², with electronic fuse monitoring, size 00 | 133304.0312 | 1 | 1.46 | 50 | 136 | 610
33286 | in-line fuse switch-disconnector 160 A, screw M8 / clamp 70mm², with electron, fuse monitoring, size 00 | 118392.2269 | 1 | 1.43 | 49 | 136 | 610
33300 | mounting clip for current transformator, for adapter SECUR®LeanStreamer, size 00 | 973.5994 | 3 | 0.004
33306 | holder for cylindrical fuses, Class J / 3P, terminal 70 mm², 100 A / 600 V (29 x 118), for mounting plate | 165682.8047 | 1 | 2.176 | 184 | 103 | 215
33307 | holder for cylindrical fuses, Class J / 3P, terminal 150 mm², 200 A / 600 V (41x146), for mounting plate | 210779.6116 | 1 | 4.05 | 210 | 117 | 255
33308 | holder for cylindrical fuses, Class J / 3P, terminal 300 mm², 400 A / 600 V (54x181), for mounting plate | 325238.2502 | 1 | 6.72 | 256 | 133 | 267
33311 | bus mounted fuse holder Class J, for fuse links Class J 225 - 400 A (54x181), 3P, with box terminal, connection top or bottom | 329996.6044 | 1 | 6.9 | 256 | 122 | 285
33315 | trim cover, 2 parts, for NH-LTS size 00, size 00 | 4088.0646 | 1 | 0.124 | 106 | 83 | 350
33316 | trim cover, 2 parts, for NH-LTS size 2, size 2 | 11445.0136 | 1 | 0.211 | 210 | 83 | 350
33317 | trim strip, attachable at side, for NH-LTS size 00, size 00 | 3924.5768 | 2 | 0.06 | 20 | 35 | 350
33324 | NH fuse switch-disconnector size 00, 160 A, box terminal, with electronic fuse monitoring, connection top or bottom | 119329.7235 | 1 | 1.17 | 106 | 137 | 200
33325 | NH fuse switch-disconnector size 1, 250 A, screw M10, with electronic fuse monitoring, connection top or bottom | 192675.4937 | 1 | 2.23 | 184 | 199 | 243
33326 | NH fuse switch-disconnector size 2, 400 A, screw M10, with electronic fuse monitoring, connection top or bottom | 240078.3384 | 1 | 5.72 | 210 | 185 | 288
33327 | NH fuse switch-disconnector size 3, 630 A, screw M12, with electronic fuse monitoring, connection top or bottom | 311419.2325 | 1 | 7.96 | 256 | 200 | 300
33328 | NH fuse switch-disconnector size 00, 160 A, panel mounting, clamp 70 mm², with electronic fuse monitoring, for mounting plate | 112093.2391 | 1 | 0.93 | 106 | 123 | 176
33329 | NH fuse switch-disconnector size 00, 160 A, panel mounting, screw M8, with electronic fuse monitoring, for mounting plate | 112093.2391 | 1 | 0.92 | 106 | 123 | 176
33330 | NH fuse switch-discon, size 1, 250 A, panel mounting, screw M10, with electronic fuse monitoring, for mounting plate | 152319.8318 | 1 | 2.29 | 184 | 154 | 243
33331 | NH fuse switch-discon, size 2, 400 A, panel mounting, screw M10, with electronic fuse monitoring, for mounting plate | 200281.9767 | 1 | 3.8 | 210 | 169 | 288
33332 | NH fuse switch-discon, size 3, 630 A, panel mounting, screw M12, with electronic fuse monitoring, for mounting plate | 226457.2269 | 1 | 5.24 | 256 | 183 | 300
33333 | switch-disconnector 3-pole, screw M10, graphite-grey handle, 250 A, for mounting plate | 95976.7882 | 1 | 1.94 | 171 | 157 | 158
33334 | switch-disconnector 3-pole, screw M10, graphite-grey handle, 400 A, for mounting plate | 230673.4901 | 1 | 5.38 | 270 | 197 | 237
33335 | switch-disconnector 3-pole, screw M10, graphite-grey handle, 630 A, for mounting plate | 269488.9253 | 1 | 5.46 | 270 | 197 | 237
33336 | switch-disconnector 3-pole, screw M12, graphite-grey handle, 800 A, for mounting plate | 369147.6197 | 1 | 9.44 | 330 | 237 | 290
33337 | switch disconnector with fuses, 3-pole, screw M8, graphite-grey handle, size 00, for mounting plate | 120095.5346 | 1 | 2.3 | 171 | 195 | 148
33338 | switch disconnector with fuses, 3-pole, screw M10, graphite-grey handle, size 1, for mounting plate | 265513.5914 | 1 | 7.26 | 270 | 253 | 232
33339 | switch disconnector with fuses, 3-pole, screw M10, graphite-grey handle, size 2, for mounting plate | 332371.4791 | 1 | 7.6 | 270 | 253 | 238
33340 | switch disconnector with fuses, 3-pole, screw M12, graphite-grey handle, size 3, for mounting plate | 550593.2152 | 1 | 13.1 | 330 | 302 | 290
33341 | end cover for 01230 | 15171.2203 | 2 | 0.028 | 25 | 120 | 620
33342 | door coupling rotary drive, graphite grey, without handle, without door interlock, for LTS-250/400/630 LTS-F 160/250/400 | 17442.8397 | 1 | 0.235
33345 | door coupling rotary drive, graphite grey, without handle, with door interlock, for padlocks, for LTS-250/400/630 LTS-F 160/250/400 | 21977.4738 | 1 | 0.38
33346 | door coupling rotary drive, graphite grey, without handle, with door interlock, for padlocks, for LTS-800, LTS-F630 | 25014.9042 | 1 | 0.67
33347 | pilot switch, 1 n/c + 1 n/o, plug connectors 6,3 x 0,8, LTS, LTS-F | 6583.8108 | 1 | 0.025
33348 | door coupling rotary drive, yellow-red, without handle, with door interlock, for padlocks, for LTS-250/400/630, LTS-F 160/250/400 | 21977.4738 | 1 | 0.38
33349 | door coupling rotary drive, yellow-red, without handle, with door interlock, for padlocks, for LTS-800, LTS-F 630 | 25014.9042 | 1 | 0.56
33350 | connection space cover, for covering all connections, dark grey, LTS-250, LTS-F 160 | 6101.9522 | 2 | 0.04
33351 | connection space cover, for covering all connections, dark grey, LTS-400/630, LTS-F 250/400 | 8278.9207 | 2 | 0.12
33352 | connection space cover, for covering all connections, dark grey, LTS-800, LTS-F 630 | 10464.4939 | 2 | 0.2
33355 | switch-disconnector 3-pole, screw M10, red handle, 250 A, for mounting plate | 95976.7882 | 1 | 1.94 | 171 | 157 | 158
33356 | switch-disconnector 3-pole, screw M10, red handle, 400 A, for mounting plate | 230673.4901 | 1 | 5.46 | 270 | 197 | 237
33357 | switch-disconnector 3-pole, screw M10, red handle, 630 A, for mounting plate | 269488.9253 | 1 | 5.44 | 270 | 197 | 237
33358 | switch-disconnector 3-pole, screw M12, red handle, 800 A, for mounting plate | 369147.6197 | 1 | 9.4 | 330 | 237 | 290
33359 | switch disconnector with fuses, 3-pole, screw M8, red handle, size 00, for mounting plate | 120095.5346 | 1 | 2.3 | 171 | 195 | 148
33360 | switch disconnector with fuses, 3-pole, screw M10, red handle, size 1, for mounting plate | 265504.9868 | 1 | 7.24 | 270 | 253 | 232
33361 | switch disconnector with fuses, 3-pole, screw M10, red handle, size 2, for mounting plate | 332371.4791 | 1 | 7.68 | 270 | 253 | 238
33362 | switch disconnector with fuses, 3-pole, screw M12, red handle, size 3, for mounting plate | 550593.2152 | 1 | 12.8 | 330 | 302 | 290
33363 | clamp connector for Cu conductors, 2,5 - 70 / 12 x 10, for LTS-F 160 | 1997.549 | 3 | 0.029
33365 | wedge clamp terminal, single, for Cu and Al cond,, 70 - 120 mm², for LTS 250 | 6119.1614 | 3 | 0.067
33366 | wedge clamp terminal, single, for Cu and Al cond,, 70 - 150 mm², for LTS-F 250, LTS 400 | 6601.0201 | 3 | 0.116
33367 | wedge clamp terminal, single, for Cu and Al cond,, 120 - 240 mm², for LTS-F 400, LTS 630 | 7048.4602 | 3 | 0.2
33376 | comb-type busbar, 3-pole, for 2 NH fuse switch disconnectors, 35 mm², for 33200 | 21409.1621 | 4 | 0.271 | 212 | 32 | 15
33377 | comb-type busbar, 3-pole, for 3 NH fuse switch disconnectors, 35 mm², for 33200 | 34806.5535 | 4 | 0.447 | 314 | 32 | 15
33378 | connecting terminal, front connection, for 3-pole comb-type busbar 35 mm², suitable for NH-fuse-switch-disconnector size 00 with screw connection, 25 - 95 mm² | 6772.7056 | 3 | 0.121 | 23 | 86 | 32
33380 | extension shaft, 550 mm long, LTS-250/400/630, LTS-F 160/250/400, for LTS-250/400/630, LTS-F 160/250/400 | 13235.1811 | 1 | 0.29
33381 | extension shaft, 550 mm long, LTS-800, LTS-F 630, for LTS-800, LTS-F630 | 19241.205 | 1 | 0.38
33384 | NH in-line fuse base, 160 A, wedge terminal 70 mm², size 00 | 43428.3815 | 1 | 0.995 | 50 | 80 | 455
33385 | prism terminal, double, for Cu cables, 2x 185 mm², size 3 | 12194.0223 | 1 | 0.368
33392 | comb-type busbar, 3-pole, for 4 NH fuse switch disconnectors, 35 mm², for 33200 | 48978.3606 | 4 | 0.623 | 424 | 32 | 15
33393 | NH fuse switch-discon, size 1, 250 A, panel mounting, box terminal, for mounting plate | 74972.9138 | 1 | 1.91 | 184 | 112 | 243
33394 | NH fuse switch-disconnector size 00, 160 A, screw M8, with electronic fuse monitoring, connection top or bottom | 118168.1 | 1 | 1.17 | 106 | 137 | 200
33398 | NH fuse switch-disconnector size 00, 160 A, screw M8, connection top or bottom | 28877.9712 | 1 | 1.03 | 106 | 97 | 200
33402 | busbar mounted fuse holder Class J, for fuse links Class J 70 - 100 A (29 x 118), 3P, with box terminal, connection top or bottom | 58744.6029 | 1 | 1.29 | 106 | 135 | 200
33403 | busbar mounted fuse holder Class J, for fuse links Class J 110 - 200 A (41x146), 3P, with box terminal, connection top or bottom | 161036.3106 | 1 | 2.78 | 184 | 129 | 210
33408 | holder for cylindrical fuses, Class J / 3P, box terminal, 100 A / 600 V (29x118), for mounting plate | 50948.8183 | 1 | 1.07 | 106 | 135 | 200
33409 | holder for cylindrical fuses, Class J / 3P, terminal 150 mm², 200 A / 600 V (41x146), for mounting plate | 130197.357 | 1 | 2.03 | 184 | 112 | 263
33416 | NH fuse-switch-disconnector size 000, 125 A, box terminal, connection top or bottom | 28602.6234 | 1 | 0.9 | 90 | 98 | 160
33418 | connection shroud, for NH fuse-switch-disconnector size 2 | 2306.9085 | 2 | 0.04 | 209 | 8 | 71
33419 | connection shroud, for NH fuse-switch-disconnector size 3, max, 600 A | 2935.0457 | 2 | 0.054 | 254 | 8 | 86
33420 | NH fuse switch-disconnector size 00, 160 A, screw M8, with electromechanical fuse monitoring, connection top or bottom | 139584.996 | 1 | 1.8 | 106 | 172 | 200
33421 | busbar mounted fuse holder Class J, for fuse links Class J 1 - 30 A (21x57), 3P, with box terminal, connection top or bottom | 59475.9955 | 1 | 1.38 | 106 | 135 | 200
33422 | busbar mounted fuse holder Class J, for fuse links Class J 35 - 60 A (27x60), 3P, with box terminal, connection top or bottom | 59587.8555 | 1 | 1.35 | 106 | 135 | 200
33500 | switch disconnector with fuses, 3-pole, box terminal, connection bottom, size 00, double-breaking, operator independent switching (snap-action mechanism) | 104546.9885 | 1 | 2.19 | 106 | 128 | 200
33501 | switch disconnector with fuses, 3-pole, box terminal, connection top, size 00, double-breaking, operator independent switching (snap-action mechanism) | 107541.3958 | 1 | 2.19 | 106 | 128 | 200
33502 | switch disconnector with fuses, 3-pole, box terminal, size 00, double-breaking, operator independent switching (snap-action mechanism), for mounting plate | 103858.619 | 1 | 2.08 | 106 | 128 | 233
33503 | switch disconnector with fuses, 3-pole, box terminal, connection bottom, for door coupling rotary handle, size 00, double-breaking, operator independent switching (snap-action mechanism) | 97809.572 | 1 | 2.08 | 106 | 155 | 200
33504 | switch disconnector with fuses, 3-pole, box terminal, connection top, for door coupling rotary handle, size 00, double-breaking, operator independent switching (snap-action mechanism) | 107747.9067 | 1 | 2.08 | 106 | 155 | 200
33505 | switch disconnector with fuses, 3-pole, box terminal, for door coupling rotary handle, size 00, double-breaking, operator independent switching (snap-action mechanism), for mounting plate | 101277.2334 | 1 | 2.016 | 106 | 153 | 233
33506 | switch disconnector with fuses, 3-pole, box terminal, connection bottom, with electronic fuse monitoring, size 00, double-breaking, operator independent switching (snap-action mechanism) | 177118.343 | 1 | 2.36 | 106 | 166 | 200
33507 | switch disconnector with fuses, 3-pole, box terminal, with electronic fuse monitoring, size 00, double-breaking, operator independent switching (snap-action mechanism), for mounting plate | 170639.0651 | 1 | 2.08 | 106 | 153 | 233
33510 | switch disconnector with fuses, 3-pole, screw M10, connection bottom, size 1, double-breaking, operator independent switching (snap-action mechanism) | 248485.0509 | 1 | 5.67 | 184 | 194 | 286
33511 | switch disconnector with fuses, 3-pole, screw M10, connection top, size 1, double-breaking, operator independent switching (snap-action mechanism) | 253406.8929 | 1 | 5.89 | 184 | 194 | 314
33512 | switch disconnector with fuses, 3-pole, screw M10, size 1, double-breaking, operator independent switching (snap-action mechanism), for mounting plate | 224340.4907 | 1 | 5.4 | 184 | 193 | 314
33513 | switch disconnector with fuses, 3-pole, screw M10, connection bottom, for door coupling rotary handle, size 1, double-breaking, operator independent switching (snap-action mechanism) | 248777.608 | 1 | 5.55 | 184 | 192 | 286
33514 | switch disconnector with fuses, 3-pole, screw M10, connection top, for door coupling rotary handle, size 1, double-breaking, operator independent switching (snap-action mechanism) | 253699.4499 | 1 | 5.77 | 184 | 192 | 314
33515 | switch disconnector with fuses, 3-pole, screw M10, for door coupling rotary handle, size 1, double-breaking, operator independent switching (snap-action mechanism), for mounting plate | 224633.0478 | 1 | 5.28 | 184 | 191 | 314
33516 | switch disconnector with fuses, 3-pole, screw M10, connection bottom, with electronic fuse monitoring, size 1, double-breaking, operator independent switching (snap-action mechanism) | 336191.9299 | 1 | 6.25 | 184 | 204 | 286
33520 | in-line fuse switch-disconnector 160 A, Size 00, 3-pole switchable, high version with V-clamp 95 mm², Klemmengehäuse Alu, Druckstück Messing | 57514.5492 | 1 | 2.615 | 50 | 189 | 670
33521 | in-line fuse switch-disconnector 250 A, size 1, 3-pole switchable, V-connection 120 mm², terminal body alu, pressure piece brass | 92724.6491 | 1 | 4.8 | 100 | 189 | 670
33522 | in-line fuse switch-disconnector 400 A, size 2, 3-pole switchable, V-clamp 120 mm², terminal body alu, pressure piece brass | 92535.3475 | 1 | 4.8 | 100 | 189 | 670
33523 | in-line fuse switch-disconnector 630 A, size 3, 3-pole switchable, V-clamp 120 mm², terminal body alu, pressure piece brass | 99599.7395 | 1 | 5.823 | 100 | 189 | 670
33525 | in-line fuse switch-disconnector 160 A, Size 00, 1-pole switchable, high version with V-clamp 95 mm², Klemmgehäuse Alu, Druckstück Messing | 5602.8843 | 1 | 2.555 | 50 | 189 | 670
33526 | in-line fuse switch-disconnector 250 A, size 1, 1-pole switchable, V-clamp 120 mm², terminal body alu, pressure piece brass | 92208.372 | 1 | 4.95 | 100 | 189 | 670
33527 | in-line fuse switch-disconnector 400 A, size 2, 1-pole switchable, V-clamp 120 mm², terminal body alu, pressure piece brass | 92208.372 | 1 | 5.02 | 100 | 189 | 670
33528 | in-line fuse switch-disconnector 630 A, size 3, 1-pole switchable, V-clamp 120 mm², terminal body alu, pressure piece brass | 103222.284 | 1 | 5.74 | 100 | 189 | 670
33529 | in-line fuse switch-disconnector 160 A, Size 00, 1-pole switchable, flat version with V-clamp 95 mm², terminal body Al, pressure piece brass | 56619.6689 | 1 | 2.114 | 50 | 147 | 670
33530 | in-line fuse switch-disconnector 160 A, Size 00, 3-pole switchable, high version with V-clamp 95 mm², Klemmgehäuse Alu, Druckstück Stahl | 57514.5492 | 1 | 2.615 | 50 | 189 | 670
33531 | in-line fuse switch-disconnector 250 A, size 1, 3-pole switchable, V-clamp 150 mm², terminal body alu, pressure piece brass | 92208.372 | 1 | 4.8 | 100 | 189 | 670
33532 | in-line fuse switch-disconnector 400 A, size 2, 3-pole switchable, V-clamp 150 mm², terminal body alu, pressure piece brass | 92208.372 | 1 | 4.8 | 100 | 189 | 670
33533 | in-line fuse switch-disconnector 630 A, size 3, 3-pole switchable, V-clamp 150 mm², terminal body alu, pressure piece brass | 103058.7963 | 1 | 5.823 | 100 | 189 | 670
33534 | in-line fuse switch-disconnector 160 A, Size 00, 3-pole switchable, flat version with V-Clamp 95 mm², Klemmengehäuse Alu, Druckstück Stahl | 56619.6689 | 1 | 2.182 | 50 | 147 | 670
33535 | in-line fuse switch-disconnector 160 A, Size 00, 1-pole switchable, high Version with V-clamp 95 mm², Klemmengehäuse Alu, Druckstück Stahl | 57514.5492 | 1 | 2.555 | 50 | 189 | 670
33536 | in-line fuse switch-disconnector 250 A, size 1, 1-pole switchable, V-clamp 150 mm², terminal body alu, pressure piece brass | 92208.372 | 1 | 4.95 | 100 | 189 | 670
33537 | in-line fuse switch-disconnector 400 A, size 2, 1-pole switchable, V-clamp 150 mm², terminal body alu, pressure piece brass | 92208.372 | 1 | 5.02 | 100 | 189 | 670
33538 | in-line fuse switch-disconnector 630 A, size 3, 1-pole switchable, V-clamp 150 mm², terminal body alu, pressure piece brass | 106681.3408 | 1 | 5.74 | 100 | 189 | 670
33539 | in-line fuse switch-disconnector 160 A, Size 00, 1-pole switchable, flat Version with V-clamp 95 mm², Klemmgehäuse Alu, Druckstück Stahl | 56619.6689 | 1 | 2.114 | 50 | 147 | 670
33540 | switch-disconnector 3-pole, box terminal, connection bottom, 160 A, double-breaking, operator independent switching (snap-action mechanism) | 102473.2754 | 1 | 2.16 | 106 | 128 | 200
33541 | switch-disconnector 3-pole, box terminal, connection top, 160 A, double-breaking, operator independent switching (snap-action mechanism) | 108479.2993 | 1 | 2.16 | 106 | 128 | 200
33542 | switch-disconnector 3-pole, box terminal, 160 A, for mounting plate | 100055.3775 | 1 | 2.03 | 106 | 128 | 233
33543 | switch-disconnector 3-pole, box terminal, connection bottom, for door coupling rotary handle, 160 A, double-breaking, operator independent switching (snap-action mechanism) | 101397.698 | 1 | 2.08 | 106 | 155 | 200
33544 | switch-disconnector 3-pole, box terminal, connection top, for door coupling rotary handle, 160 A, double-breaking, operator independent switching (snap-action mechanism) | 105665.5889 | 1 | 2.08 | 106 | 155 | 200
33550 | switch-disconnector 3-pole, screw M10, connection bottom, 320 A, double-breaking, operator independent switching (snap-action mechanism) | 230587.4439 | 1 | 5.65 | 184 | 204 | 286
33551 | switch-disconnector 3-pole, screw M10, connection top, 320 A, double-breaking, operator independent switching (snap-action mechanism) | 237720.6729 | 1 | 5.87 | 184 | 204 | 314
33552 | switch-disconnector 3-pole, screw M10, 320 A, for mounting plate | 221974.2206 | 1 | 5.39 | 184 | 203 | 314
33553 | switch-disconnector 3-pole, screw M10, connection bottom, for door coupling rotary handle, 320 A, double-breaking, operator independent switching (snap-action mechanism) | 229253.728 | 1 | 5.43 | 184 | 192 | 286
33554 | switch-disconnector 3-pole, screw M10, connection top, for door coupling rotary handle, 320 A, double-breaking, operator independent switching (snap-action mechanism) | 231645.812 | 1 | 5.65 | 184 | 192 | 314
33556 | V-clamp, terminal body alu, pressure piece brass, size 00, für Cu / Al 16 - 120 mm² | 5792.1859 | 3 | 0.048
33557 | V-clamp, terminal body alu, pressure piece steel, size 00, für Cu / Al 16 - 120 mm² | 4673.5855 | 3 | 0.04
33558 | V-clamp, without cover cap, terminal body alu, pressure piece brass, size 1-3, for Cu / Al 120 - 300 mm² | 508.95 | 3 | 0.09
33559 | V-clamp, without cover cap, terminal body alu, pressure piece brass, size 1-3, for Cu / Al 120 - 300 mm² | 508.95 | 3 | 0.096
33560 | V-clamp, terminal body alu, pressure piece brass, size 1-3, for Cu / Al 120 - 300 mm² | 508.95 | 3 | 0.098
33561 | V-clamp, terminal body steel, pressure piece steel, size 1-3, for Cu / Al 120 - 300 mm² | 20420.0378 | 3 | 0.138
33562 | V-clamp, terminal body steel, pressure piece steel, size 1-3, for Cu / Al 120 - 300 mm² | 508.95 | 3 | 0.132
33563 | V-clamp, terminal body alu, pressure piece brass, for PEN, for Cu / Al 16 - 120 mm² | 508.95 | 1 | 0.048
33564 | V-clamp, terminal body alu, pressure piece brass, for PEN, for Cu / Al 120 - 300 mm² | 508.95 | 1 | 0.096
33568 | in-line fuse switch-disconnector 250 A, size 1, 3-pole switchable, V-clamp 150 mm², terminal body alu, pressure piece brass, XL variant | 15635.8698 | 1 | 4.8 | 100 | 189 | 670
33569 | in-line fuse switch-disconnector 400 A, size 2, 3-pole switchable, V-clamp 150 mm², terminal body alu, pressure piece brass, XL variant | 15635.8698 | 1 | 4.8 | 100 | 189 | 670
33570 | in-line fuse switch-disconnector 630 A, size 3, 3-pole switchable, V-clamp 150 mm², terminal body alu, pressure piece brass, XL variant | 23887.6991 | 1 | 5.823 | 100 | 189 | 670
33571 | in-line fuse switch-disconnector 250 A, size 1, 1-pole switchable, V-clamp 150 mm², terminal body alu, pressure piece brass, XL variant | 15635.8698 | 1 | 4.95 | 100 | 189 | 670
33572 | in-line fuse switch-disconnector 400 A, size 2, 1-pole switchable, V-clamp 150 mm², terminal body alu, pressure piece brass, XL variant | 15635.8698 | 1 | 5.02 | 100 | 189 | 670
33573 | in-line fuse switch-disconnector 630 A, size 3, 1-pole switchable, V-clamp 150 mm², terminal body alu, pressure piece brass, XL variant | 23887.6991 | 1 | 5.74 | 100 | 189 | 670
33574 | in-line fuse switch-disconnector 250 A, size 1, 3-pole switchable, V-clamp 185 mm², terminal body steel, pressure piece steel | 103884.8397 | 1 | 4.8 | 100 | 189 | 670
33575 | in-line fuse switch-disconnector 400 A, size 2, 3-pole switchable, V-clamp 185 mm², terminal body steel, pressure piece steel | 103884.8397 | 1 | 4.8 | 100 | 189 | 670
33576 | in-line fuse switch-disconnector 630 A, size 3, 3-pole switchable, V-clamp 185 mm², terminal body steel, pressure piece steel | 114735.2639 | 1 | 5.823 | 100 | 189 | 670
33577 | in-line fuse switch-disconnector 250 A, size 1, 1-pole switchable, V-clamp 185 mm², terminal body steel, pressure piece steel | 103884.8397 | 1 | 4.95 | 100 | 189 | 670
33578 | in-line fuse switch-disconnector 400 A, size 2, 1-pole switchable, V-clamp 185 mm², terminal body steel, pressure piece steel | 103884.8397 | 1 | 5.02 | 100 | 189 | 670
33579 | in-line fuse switch-disconnector 630 A, size 3, 1-pole switchable, V-clamp 185 mm², terminal body steel, pressure piece steel | 114735.2639 | 1 | 5.74 | 100 | 189 | 670
33583 | in-line fuse switch-disconnector 250 A, size 1, 3-pole switchable, V-clamp 240 mm², terminal body steel, pressure piece brass | 15635.8698 | 1 | 4.8 | 100 | 189 | 670
33584 | in-line fuse switch-disconnector 400 A, size 2, 3-pole switchable, V-clamp 240 mm², terminal body steel, pressure piece brass | 15635.8698 | 1 | 4.8 | 100 | 189 | 670
33585 | in-line fuse switch-disconnector 630 A, size 3, 3-pole switchable, V-clamp 240 mm², terminal body steel, pressure piece brass | 23887.6991 | 1 | 5.823 | 100 | 189 | 670
33586 | in-line fuse switch-disconnector 250 A, size 1, 1-pole switchable, V-clamp 240 mm², terminal body steel, pressure piece brass | 15635.8698 | 1 | 4.95 | 100 | 189 | 670
33587 | in-line fuse switch-disconnector 400 A, size 2, 1-pole switchable, V-clamp 240 mm², terminal body steel, pressure piece brass | 15635.8698 | 1 | 5.02 | 100 | 189 | 670
33588 | in-line fuse switch-disconnector 630 A, size 3, 1-pole switchable, V-clamp 240 mm², terminal body steel, pressure piece brass | 23887.6991 | 1 | 5.74 | 100 | 189 | 670
33589 | in-line fuse switch-disconnector 160 A, with extended touch protection IP20 when open, Size 00, 3-pole switchable, high version with screw M8 | 6971.0187 | 1 | 2.615 | 50 | 189 | 670
33590 | in-line fuse switch-disconnector 160 A, high version with box terminal 70 mm², Size 00, 3-pole switchable | 6902.1817 | 1 | 2.618 | 50 | 189 | 670
33591 | in-line fuse switch-disconnector 160 A, with extended touch protection IP20 when open, Size 00, 1-pole switchable, high version with screw M8 | 6971.0187 | 1 | 2.555 | 50 | 189 | 670
33592 | in-line fuse switch-disconnector 160 A, with extended touch protection IP20 when open, Size 00, 1-pole switchable, high version with box terminal 70 mm² | 6902.1817 | 1 | 2.563 | 50 | 189 | 670
33600 | NH fuse switch-disconnector size 1, 250 A, box terminal, connection top or bottom | 113280.6765 | 1 | 2.66 | 184 | 129 | 243
33601 | NH fuse switch-disconnector size 1, 250 A, screw M10, connection top or bottom | 77291.483 | 1 | 2.66 | 184 | 157 | 243
33602 | NH fuse switch-disconnector size 2, 400 A, screw M10, connection top or bottom | 105192.3349 | 1 | 5.22 | 210 | 145 | 288
33603 | NH fuse switch-disconnector size 3, 630 A, screw M12, connection top or bottom | 173912.9676 | 1 | 7.56 | 256 | 160 | 300
33610 | NH in-line switch-disconnector-fuse size 00, flat version, connection bottom M8, CrossLink connection, double-breaking, operator independent switching (snap-action mechanism), suitable for systems with CrossLink protection modules | 176327.1249 | 1 | 4.553 | 50 | 222 | 706
33611 | NH in-line switch-disconnector-fuse size 00, flat version, connection bottom M8, screw connection, double-breaking, operator independent switching (snap-action mechanism), not suitable for systems with CrossLink protection modules | 164160.194 | 1 | 4.09 | 50 | 222 | 706
33612 | NH in-line switch-disconnector-fuse size 00, flat version, connection top M8, CrossLink connection, double-breaking, operator independent switching (snap-action mechanism), suitable for systems with CrossLink protection modules | 177178.9822 | 1 | 4.67 | 50 | 222 | 724
33613 | NH in-line switch-disconnector-fuse size 00, flat version, connection top M8, screw connection, double-breaking, operator independent switching (snap-action mechanism), not suitable for systems with CrossLink protection modules | 164977.6328 | 1 | 4.155 | 50 | 222 | 724
33614 | NH in-line switch-disconnector-fuse size 00, high version, connection bottom M8, CrossLink connection, double-breaking, operator independent switching (snap-action mechanism), suitable for systems with CrossLink protection modules | 184226.1649 | 1 | 5.04 | 50 | 272 | 802
33615 | NH in-line switch-disconnector-fuse size 00, high version, connection bottom M8, screw connection, not suitable for systems with CrossLink protection modules | 173315.5084 | 1 | 4.625 | 50 | 272 | 802
33616 | NH in-line switch-disconnector-fuse size 00, high version, connection top M8, CrossLink connection, suitable for systems with CrossLink protection modules | 184381.0481 | 1 | 4.59 | 50 | 272 | 773
33617 | NH in-line switch-disconnector-fuse size 00, high version, connection top M8, screw connection, not suitable for systems with CrossLink protection modules | 173737.1347 | 1 | 4.5 | 50 | 272 | 773
33620 | NH in-line switch-disconnector-fuse size 00, flat version, connection bottom M8, CrossLink connection, with fuse monitoring, suitable for systems with CrossLink protection modules | 252082.1884 | 1 | 4.49 | 50 | 222 | 859
33621 | NH in-line switch-disconnector-fuse size 00, flat version, connection bottom M8, screw connection, with fuse monitoring, not suitable for systems with CrossLink protection modules | 238874.0986 | 1 | 4.43 | 50 | 222 | 859
33622 | NH in-line switch-disconnector-fuse size 00, flat version, connection top M8, CrossLink connection, with fuse monitoring, suitable for systems with CrossLink protection modules | 254525.9001 | 1 | 4.54 | 50 | 222 | 883
33623 | NH in-line switch-disconnector-fuse size 00, flat version, connection top M8, screw connection, with fuse monitoring, not suitable for systems with CrossLink protection modules | 239691.5374 | 1 | 4.48 | 50 | 222 | 883
33624 | NH in-line switch-disconnector-fuse size 00, high version, connection bottom M8, CrossLink connection, with fuse monitoring, suitable for systems with CrossLink protection modules | 259981.2284 | 1 | 4.815 | 50 | 272 | 859
33625 | NH in-line switch-disconnector-fuse size 00, high version, connection bottom M8, screw connection, with fuse monitoring, not suitable for systems with CrossLink protection modules | 249148.0134 | 1 | 4.85 | 50 | 272 | 859
33626 | NH in-line switch-disconnector-fuse size 00, high version, connection top M8, CrossLink connection, with fuse monitoring, suitable for systems with CrossLink protection modules | 263638.1914 | 1 | 4.8 | 50 | 272 | 933
33627 | NH in-line switch-disconnector-fuse size 00, high version, connection top M8, tall version, outgoing terminals at the top, screw connection, not suitable for systems with CrossLink protection modules | 252564.047 | 1 | 4.835 | 50 | 272 | 933
33630 | NH in-line switch-disconnector fuse size 1, connection bottom M12, double-breaking, operator independent switching (snap-action mechanism), accessory required for busbar mounting | 332483.746 | 1 | 11.76 | 100 | 274 | 781
33631 | NH in-line switch-disconnector-fuse size 1, connection top M12, double-breaking, operator independent switching (snap-action mechanism), accessory required for busbar mounting | 336570.9399 | 1 | 11.94 | 100 | 274 | 781
33632 | NH in-line switch-disconnector-fuse size 2, connection bottom M12, double-breaking, operator independent switching (snap-action mechanism), accessory required for busbar mounting | 371084.0657 | 1 | 12.5 | 100 | 274 | 781
33633 | NH in-line switch-disconnector-fuse size 2, connection top M12, double-breaking, operator independent switching (snap-action mechanism), accessory required for busbar mounting | 376255.4416 | 1 | 13.61 | 100 | 274 | 781
33634 | NH in-line switch-disconnector-fuse size 3, connection bottom M12, double-breaking, operator independent switching (snap-action mechanism), accessory required for busbar mounting | 398610.2411 | 1 | 14.21 | 100 | 274 | 781
33635 | NH in-line switch-disconnector-fuse size 3, connection top M12, double-breaking, operator independent switching (snap-action mechanism), accessory required for busbar mounting | 409589.7346 | 1 | 14.81 | 100 | 274 | 781
33636 | NH in-line switch-disconnector-fuse size 1, with fuse monitoring, connection bottom M12, double-breaking, operator independent switching (snap-action mechanism), accessory required for busbar mounting | 409400.433 | 1 | 12.67 | 100 | 274 | 941
33638 | NH in-line switch-disconnector-fuse size 2, with fuse monitoring, connection bottom M12, double-breaking, operator independent switching (snap-action mechanism), accessory required for busbar mounting | 448000.7527 | 1 | 14.2 | 100 | 274 | 941
33640 | NH in-line switch-disconnector-fuse size 3, with fuse monitoring, connection bottom M12, double-breaking, operator independent switching (snap-action mechanism), accessory required for busbar mounting | 484415.4993 | 1 | 15.12 | 100 | 274 | 941
33642 | pilot switch, changeover 250 V AC / 5 A, 30 V DC / 4 A, QUADRON®185Power Speed size 00, 1, 2, 3 | 3830.3328 | 1 | 0.029
33644 | height compensation size 00, for alignment to the height of the in-line disconnector size 00, Ersatzteil | 3778.7051 | 1 | 0.16
33645 | bearing area extension, top, for front covers, size 00 | 1541.0974 | 1 | 0.009 | 50 | 23 | 45
33646 | bearing area extension, top, size 1 - 3 | 1713.5966 | 1 | 0.017
33647 | rear cover for terminal compartment cover, size 1 - 3 | 4131.4945 | 1 | 0.16
33648 | connection set box terminal 70 mm² - 240 mm², including rear cover, size 1 - 3 | 38790.8988 | 1 | 0.868
33649 | connection set box terminal 120 mm² - 300 mm², including rear cover, size 1 - 3 | 41002.2858 | 1 | 0.882
33650 | mounting set with 3 bolts, for busbar connection on drilled busbars, including positioner, size 1 - 3 | 20316.7824 | 1 | 0.314
33651 | mounting set with 3 terminal clamps, for drill-less mounting on the busbar system, with and without CrossLink® touch-safe protection covers, size 1 - 3 | 28327.6824 | 1 | 0.51
33652 | insulated screw extension for terminal clamp, for safe live working with standard tools, size 1 - 3 | 3150.568 | 3 | 0.058
33653 | rear touch-safe protection, for terminal compartment, size 00 | 2435.9778 | 1 | 0.07 | 45 | 61 | 133
33665 | door coupling rotary drive, graphite grey, with handle, with door interlock, for SD1, SD2, SD3 | 4828.4686 | 1 | 0.055
33666 | door coupling rotary drive, yellow-red, with handle, with door interlock, for SD1, SD2, SD3 | 4828.4686 | 1 | 0.055
33669 | door coupling rotary drive, graphite grey, with handle, with door interlock, for SD1, SD2, SD3 | 5904.046 | 1 | 0.105
33670 | door coupling rotary drive, yellow-red, with handle, with door interlock, for SD1, SD2, SD3 | 5904.046 | 1 | 0.105
33680 | extension shaft, length 100 mm, for SD1, SD2, SD3 | 3055.9171 | 1 | 0.02
33681 | extension shaft, length 200 mm, for SD1, SD2, SD3 | 3314.0557 | 1 | 0.036
33682 | extension shaft, length 300 mm, for SD1, SD2, SD3 | 3503.3573 | 1 | 0.054
33683 | Neutral Pole for SD1-3P switch-disconnector, box terminal 2,5 - 16 mm² / AWG 16 - 6, for mounting plate or mounting rail | 5533.6405 | 1 | 0.05 | 15 | 79 | 81
33684 | Neutral Pole for SD2-3P switch-disconnector, box terminal 16 - 50 mm² / AWG 6 - 1, for mounting plate or mounting rail | 9070.1388 | 1 | 0.1 | 17 | 80 | 100
33685 | Neutral Pole for SD3-3P switch-disconnector, box terminal 50 - 70 mm² / AWG 1 - 3/0, for mounting plate or mounting rail | 11599.8967 | 1 | 0.133 | 22 | 81 | 113
33689 | PE terminal for SD1-3P switch-disconnector, box terminal 2,5 - 16 mm² / AWG 16 - 6, for mounting plate or mounting rail | 5533.6405 | 1 | 0.05 | 15 | 79 | 81
33692 | pilot switch, 1 n/c + 1 n/o, screw terminal, for SD1, SD2, SD3 | 6489.16 | 1 | 0.043
33694 | set connection space cover 3-pole, for SD1-3, SD1-4 | 3245.2188 | 1 | 0.018
33695 | set connection space cover 3-pole, for SD2-3, SD2-4 | 3606.6128 | 1 | 0.022
33696 | set connection space cover 3-pole, for SD3-3, SD3-4 | 5559.8612 | 1 | 0.034
33697 | set connection space cover for 4th pole, for SD1-4 | 2376.1523 | 1 | 0.012
33698 | set connection space cover for 4th pole, for SD2-4 | 3107.5449 | 1 | 0.014
33699 | set connection space cover for 4th pole, for SD3-4 | 4811.2594 | 1 | 0.016
33700 | in-line fuse switch-disconnector 160 A, Size 00, 3-pole switchable, high version with screw M8 | 42982.3203 | 1 | 2.615 | 50 | 189 | 670
33701 | in-line fuse switch-disconnector 250 A, size 1, 3-pole switchable, screw M12 | 78214.3282 | 1 | 4.8 | 100 | 189 | 670
33702 | in-line fuse switch-disconnector 400 A, size 2, 3-pole switchable, screw M12 | 68554.2751 | 1 | 4.8 | 100 | 189 | 670
33703 | in-line fuse switch-disconnector 630 A, size 3, 3-pole switchable, screw M12 | 90108.845 | 1 | 5.823 | 100 | 189 | 670
33704 | in-line fuse switch-disconnector 160 A, Size 00, 3-pole switchable, flat version with screw M8 | 58306.1741 | 1 | 2.182 | 50 | 147 | 670
33705 | NH in-line fuse base 160 A, Size 00, open design, screw M8, flat version | 52248.5225 | 1 | 1.9 | 50 | 129 | 670
33706 | NH in-line fuse base 250 A, size 1, screw M12 | 88301.8751 | 1 | 3.65 | 100 | 173 | 670
33707 | NH in-line fuse base 400 A, size 2, screw M12 | 90607.9129 | 1 | 3.751 | 200 | 173 | 670
33708 | NH in-line fuse base 630 A, size 3, screw M12 | 101716.4757 | 1 | 4.5 | 100 | 173 | 670
33715 | in-line fuse switch-disconnector 160 A, Size 00, 1-pole switchable, high version with screw M8 | 65224.2876 | 1 | 2.555 | 50 | 189 | 670
33716 | in-line fuse switch-disconnector 250 A, size 1, 1-pole switchable, screw M12 | 92939.7646 | 1 | 4.95 | 100 | 189 | 670
33717 | in-line fuse switch-disconnector 400 A, size 2, 1-pole switchable, screw M12 | 95263.0117 | 1 | 5.02 | 100 | 189 | 670
33718 | in-line fuse switch-disconnector 630 A, size 3, 1-pole switchable, screw M12 | 106371.5745 | 1 | 5.74 | 100 | 189 | 670
33719 | in-line fuse switch-disconnector 160 A, Size 00, 1-pole switchable, flat version with screw M8 | 58306.1741 | 1 | 2.114 | 50 | 147 | 670
33720 | in-line fuse switch-disconnector 160 A, Size 00, 3-pole switchable, with fuse monitoring, high version with screw M8 | 164186.0079 | 1 | 2.7 | 50 | 189 | 830
33721 | in-line fuse switch-disconnector 250 A, size 1, 3-pole switchable, with fuse monitoring, screw M12 | 197408.4409 | 1 | 5.4 | 100 | 189 | 670
33722 | in-line fuse switch-disconnector 400 A, size 2, 3-pole switchable, with fuse monitoring, screw M12 | 202579.8167 | 1 | 5.4 | 100 | 189 | 670
33723 | in-line fuse switch-disconnector 630 A, size 3, 3-pole switchable, with fuse monitoring, screw M12 | 222095.092 | 1 | 6.4 | 100 | 189 | 670
33724 | in-line fuse switch-disconnector 160 A, Size 00, 3-pole switchable, with fuse monitoring, flat version with screw M8 | 152802.0973 | 1 | 2.2 | 50 | 147 | 670
33725 | terminal compartment cover, flat version, connection bottom, for 33704, 33705, 33719, 33724, 33773, 33774, 33775, size 00 | 3743.8798 | 1 | 0.134 | 49 | 122 | 165
33726 | terminal compartment cover, high version, connection top, für 33700, 33715, 33720, 33770, 33771, 33772, size 00 | 3459.9274 | 1 | 0.134 | 49 | 150 | 167
33727 | terminal compartment cover, flat version, connection top, für 33704, 33705, 33719, 33724, 33773, 33774, 33775, size 00 | 3442.7182 | 1 | 0.134 | 49 | 122 | 167
33728 | double adapter, for 2 devices size NH 00 | 21004.745 | 1 | 0.55 | 83 | 50 | 450
33731 | double in-line fuse disconnector 1250 A, 3-pole switchable, screw M12, incl, terminal compartment cover | 436986.8407 | 1 | 15.56 | 200 | 190 | 890
33732 | terminal compartment cover, high version, connection bottom, for 33700, 33715, 33720, 33770, 33771, 33772 and QUADRON®185Power Speed size 00, size 00 | 3812.7168 | 1 | 0.182 | 50 | 150 | 166
33733 | terminal compartment cover, universal for NH-rails size 1 - 3 and connection rail 800 A, size 1- 3 | 6729.6825 | 1 | 0.3 | 100 | 150 | 166
33734 | wedge clamp terminal, für Cu / Al 10 - 95 mm², size 00 | 3253.8234 | 3 | 0.03
33735 | box terminal, für Cu / Al 70 - 240 mm², size 1 - 3 | 8838.2209 | 3 | 0.145
33736 | box terminal, für Cu / Al 120 - 300 mm², size 1-3 | 11187.2819 | 3 | 0.255
33738 | CrossLink® terminal clamp, for busbar systems with CrossLink® touch-safe protection, size 1 - 3 | 9638.4505 | 3 | 0.15
33739 | terminal clamp, for busbar systems without system covers, size 00 | 2083.5952 | 3 | 0.14
33740 | terminal clamp, for busbar systems without system covers, size 1 - 3 | 5017.7702 | 3 | 0.1
33741 | current transformer 80 A / 5 A, 2,5 VA / class 1, size 00 | 22286.8332 | 1 | 0.14 | 44 | 66 | 30
33742 | current transformer 150 A / 5 A, 2,5 VA / class 1, size 00 | 22286.8332 | 1 | 0.14 | 44 | 66 | 30
33744 | current transformer 150 A / 5 A, 1,5 VA / class 1, size 1 - 3 | 34427.9503 | 1 | 0.14 | 49 | 70 | 27
33749 | current transformer 100 A / 5 A, 1,5 VA / class 0,5, size 00 | 49873.2409 | 1 | 0.28 | 44 | 66 | 30
33750 | current transformer 100 A / 5 A, with decl, of conformity, 1,5 VA / class 0,5, size 00 | 116137.4099 | 1 | 0.28 | 44 | 66 | 30
33751 | current transformer 150 A / 5 A, 2,5 VA / class 0,5, size 00 | 49873.2409 | 1 | 0.28 | 44 | 66 | 30
33752 | current transformer 150 A / 5 A, with decl, of conformity, 2,5 VA / class 0,5, size 00 | 116137.4099 | 1 | 0.28 | 44 | 66 | 30
33758 | lateral bearing strip, for front covers, size 00 - 3 | 4596.1439 | 2 | 0.107 | 20 | 35 | 668
33759 | grip lug cover, für 33706, 33707, 33708, size 1-3 | 241.8 | 6 | 0.575 | 98 | 75 | 98
33761 | rear touch-safe protection cover, rear protection for Phase L1 | 2100.8045 | 5 | 0.02
33762 | universal current transformer module, for mounting in the connection compartment, size 1 - 3 | 101329.2679 | 1 | 1.7
33765 | CrossLink® terminal clamp IP20, for busbar systems with touch-safe protection, size 00 | 4389.6331 | 3 | 0.044
33766 | plug support with mounting rail, for CT wiring, size 00 | 3339.8696 | 1 | 0.028
33767 | component support with mount, rails, for fuse monitoring and CT wiring, size 00 | 508.95 | 1 | 0.055
33768 | plug support with mounting rail, for CT wiring, size 1 - 3 | 3391.4973 | 1 | 0.088
33769 | component support with mounting rails, for fuse monitor and CT wiring, size 1 - 3 | 6282.6492 | 1 | 0.09
33770 | in-line fuse switch-disconnector 160 A, Size 00, 3-pole switchable, high version with box terminal 70 mm² | 65155.4507 | 1 | 2.618 | 50 | 189 | 670
33771 | in-line fuse switch-disconnector 160 A, Size 00, 3-pole switchable, with fuse monitoring, high version with box terminal 70 mm² | 144954.685 | 1 | 2.7 | 50 | 189 | 670
33772 | in-line fuse switch-disconnector 160 A, Size 00, 1-pole switchable, high version with box terminal 70 mm² | 65155.4507 | 1 | 2.563 | 50 | 189 | 670
33773 | in-line fuse switch-disconnector 160 A, Size 00, 3-pole switchable, flat version with box terminal 70 mm² | 58237.3372 | 1 | 2.174 | 50 | 147 | 670
33774 | in-line fuse switch-disconnector 160 A, Size 00, 3-pole switchable, with fuse monitoring, flat version with box terminal 70 mm² | 137993.5484 | 1 | 2.2 | 50 | 147 | 670
33775 | in-line fuse switch-disconnector 160 A, Size 00, 1-pole switchable, flat version with box terminal 70 mm² | 58237.3372 | 1 | 2.12 | 50 | 147 | 670
33776 | universal current transformer module, for mounting in the connection compartment, size 1 - 3 | 113280.6765 | 1 | 1.95 | 99 | 150 | 160
33777 | module 4x NH fuse-switch-disconnector, 3-pole, 4x NH 000 (max, 63 A), clamp connection to the busbar system | 328508.4121 | 1 | 5.975 | 99 | 196 | 672
33778 | module 4x NH fuse-switch disconnector, 3-pole, 4x NH 000 (max, 63 A), for systems with drilled busbars | 372641.5017 | 1 | 5.525 | 99 | 186 | 672
33787 | current transformer 600 A / 5 A, with decl, of conformity, 5 VA / class 0,5, size 1 - 3 | 46706.7412 | 1 | 0.28 | 60 | 30 | 80
33800 | NH fuse switch-disconnector size 000, 125 A, box terminal, connection top or bottom | 25857.75 | 1 | 0.415 | 49.5 | 96 | 175
33801 | NH fuse switch-disconnector size 000, 125 A, box terminal, connection top or bottom | 35451.8999 | 1 | 0.525 | 49.5 | 127 | 175
33802 | NH fuse switch-disconnector size 000, 125 A, box terminal, connection top or bottom | 31459.3568 | 1 | 0.535 | 49.5 | 127 | 200
33803 | NH fuse switch-disconnector size 000, 125 A, box terminal, suitable for 5-pole system, connection top or bottom | 35451.8999 | 2 | 0.53 | 49.5 | 117 | 200
33806 | side-mounted module, attachable to both sides, 3,5 mm | 1635.7482 | 10 | 0.026 | 3.5 | 95 | 200
33808 | switch-disconnector 3-pole, box terminal 2,5 - 16 mm² / AWG 16 - 6, graphite grey handle, 16 A, for mounting plate or mounting rail | 9973.6238 | 1 | 0.155 | 36 | 79 | 81
33812 | switch-disconnector 3-pole, box terminal 2,5 - 16 mm² / AWG 16 - 6, graphite grey handle, 25 A, for mounting plate or mounting rail | 10421.064 | 1 | 0.155 | 36 | 79 | 81
33813 | switch-disconnector 3-pole + N, box terminal 2,5 - 16 mm² / AWG 16 - 6, graphite grey handle, 25 A, N on left side, for mounting plate or mounting rail | 13449.8898 | 1 | 0.205 | 51 | 79 | 81
33816 | switch-disconnector 3-pole, box terminal 2,5 - 16 mm² / AWG 16 - 6, graphite grey handle, 32 A, for mounting plate or mounting rail | 11118.0381 | 1 | 0.155 | 36 | 79 | 81
33817 | switch-disconnector 3-pole + N, box terminal 2,5 - 16 mm² / AWG 16 - 6, graphite grey handle, 32 A, N on left side, for mounting plate or mounting rail | 14972.9073 | 1 | 0.205 | 51 | 79 | 81
33820 | switch-disconnector 3-pole, box terminal 2,5 - 16 mm² / AWG 16 - 6, graphite grey handle, 40 A, for mounting plate or mounting rail | 12262.4524 | 1 | 0.155 | 36 | 79 | 81
33821 | switch-disconnector 3-pole + N, box terminal 2,5 - 16 mm² / AWG 16 - 6, graphite grey handle, 40 A, N on left side, for mounting plate or mounting rail | 16513.1341 | 1 | 0.205 | 51 | 79 | 81
33824 | switch-disconnector 3-pole, box terminal 2,5 - 16 mm², graphite grey handle, 63 A, for mounting plate or mounting rail | 14215.7008 | 1 | 0.155 | 36 | 79 | 81
33825 | switch-disconnector 3-pole + N, box terminal 2,5 - 16 mm², graphite grey handle, 63 A, N on left side, for mounting plate or mounting rail | 18595.4518 | 1 | 0.205 | 51 | 79 | 81
33838 | switch-disconnector 3-pole, box terminal 2,5 - 16 mm² / WG 16 - 6, yellow-red handle, 16 A, for mounting plate or mounting rail | 9973.6238 | 1 | 0.155 | 36 | 79 | 81
33842 | switch-disconnector 3-pole, box terminal 2,5 - 16 mm² / WG 16 - 6, yellow-red handle, 25 A, for mounting plate or mounting rail | 10421.064 | 1 | 0.155 | 36 | 79 | 81
33843 | switch-disconnector 3-pole + N, box terminal 2,5 - 16 mm² / WG 16 - 6, yellow-red handle, 25 A, N on left side, for mounting plate or mounting rail | 13449.8898 | 1 | 0.205 | 51 | 79 | 81
33846 | switch-disconnector 3-pole, box terminal 2,5 - 16 mm² / WG 16 - 6, yellow-red handle, 32 A, for mounting plate or mounting rail | 11118.0381 | 1 | 0.155 | 36 | 79 | 81
33847 | switch-disconnector 3-pole + N, box terminal 2,5 - 16 mm² / WG 16 - 6, yellow-red handle, 32 A, N on left side, for mounting plate or mounting rail | 14972.9073 | 1 | 0.205 | 51 | 79 | 81
33850 | switch-disconnector 3-pole, box terminal 2,5 - 16 mm² / WG 16 - 6, yellow-red handle, 40 A, for mounting plate or mounting rail | 12262.4524 | 1 | 0.155 | 36 | 79 | 81
33851 | switch-disconnector 3-pole + N, box terminal 2,5 - 16 mm² / WG 16 - 6, yellow-red handle, 40 A, N on left side, for mounting plate or mounting rail | 16513.1341 | 1 | 0.205 | 51 | 79 | 81
33854 | switch-disconnector 3-pole, box terminal 2,5 - 16 mm², yellow-red handle, 63 A, for mounting plate or mounting rail | 14215.7008 | 1 | 0.155 | 36 | 79 | 81
33855 | switch-disconnector 3-pole + N, box terminal 2,5 - 16 mm², yellow-red handle, 63 A, N on left side, for mounting plate or mounting rail | 18595.4518 | 1 | 0.205 | 51 | 79 | 81
33868 | switch-disconnector 3-pole, box terminal 16 - 50 mm² / AWG 6 - 1, graphite grey handle, 63 A, for mounting plate or mounting rail | 18595.4518 | 1 | 0.265 | 52 | 80 | 100
33869 | switch-disconnector 3-pole + N, box terminal 16 - 50 mm² / AWG 6 - 1, graphite grey handle, 63 A, N on left side, for mounting plate or mounting rail | 26038.447 | 1 | 0.405 | 69 | 80 | 100
33872 | switch-disconnector 3-pole, box terminal 16 - 50 mm² / AWG 6 - 1, graphite grey handle, 80 A, for mounting plate or mounting rail | 20230.3294 | 1 | 0.265 | 52 | 80 | 100
33873 | switch-disconnector 3-pole + N, box terminal 16 - 50 mm² / AWG 6 - 1, graphite grey handle, 80 A, N on left side, for mounting plate or mounting rail | 27329.1398 | 1 | 0.405 | 69 | 80 | 100
33876 | switch-disconnector 3-pole, box terminal 16 - 50 mm² / AWG 6 - 1, graphite grey handle, 100 A, for mounting plate or mounting rail | 24050.7801 | 1 | 0.265 | 52 | 80 | 100
33877 | switch-disconnector 3-pole + N, box terminal 16 - 50 mm² / AWG 6 - 1, graphite grey handle, 100 A, N on left side, for mounting plate or mounting rail | 31571.2169 | 1 | 0.405 | 69 | 80 | 100
33884 | switch-disconnector 3-pole, box terminal 16 - 50 mm² / AWG 6 - 1, yellow-red handle, 63 A, for mounting plate or mounting rail | 18595.4518 | 1 | 0.265 | 52 | 80 | 100
33885 | switch-disconnector 3-pole + N, box terminal 16 - 50 mm² / AWG 6 - 1, yellow-red handle, 63 A, N on left side, for mounting plate or mounting rail | 26047.0516 | 1 | 0.405 | 69 | 80 | 100
33888 | switch-disconnector 3-pole, box terminal 16 - 50 mm² / AWG 6 - 1, yellow-red handle, 80 A, for mounting plate or mounting rail | 20230.3294 | 1 | 0.265 | 52 | 80 | 100
33892 | switch-disconnector 3-pole, box terminal 16 - 50 mm² / AWG 6 - 1, yellow-red handle, 100 A, for mounting plate or mounting rail | 24050.7801 | 1 | 0.265 | 52 | 80 | 100
33893 | switch-disconnector 3-pole + N, box terminal 16 - 50 mm² / AWG 6 - 1, yellow-red handle, 100 A, N on left side, for mounting plate or mounting rail | 31571.2169 | 1 | 0.405 | 69 | 80 | 100
33906 | comb-type busbar, 3-pole, for 2 NH fuse switch disconnectors, 35 mm², for 33217 | 16521.7387 | 4 | 0.23 | 180 | 32 | 15
33907 | connecting terminal, front connection, for 3-pole comb-type busbar 35 mm², suitable for NH-fuse-switch-disconnector size 000 with box terminal, 4 - 35 mm² | 5491.0243 | 3 | 0.04
33908 | pilot switch for monitoring the switch position, changeover 250 V AC / 5 A, 30 V DC / 4 A, for QCS-NH00, QCS-NH1, QCS-160, QCS-320 | 4294.9823 | 1 | 0.011
33909 | box terminal for Cu cables, 35 - 150 mm², QCB-NH1, QCS-NH1, QCS-320, for QCB-NH1, QCS-NH1, QCS-320 | 6919.391 | 3 | 0.1
33910 | door coupling rotary drive, black, with handle, door interlock can be activated, for padlocks, for QCS-NH00, QCS-NH1, QCS-160, QCS-320 | 56172.2287 | 1 | 0.57
33911 | door coupling rotary drive, yellow-red, with handle, door interlock can be activated, for padlocks, for QCS-NH00, QCS-NH1, QCS-160, QCS-320 | 60440.1196 | 1 | 0.57
33912 | extension shaft, 290 mm long, for QCS-NH00, QCS-NH1, QCS-160, QCS-320 | 6816.1355 | 1 | 0.13
33913 | extension shaft, 490 mm long, for QCS-NH00, QCS-NH1, QCS-160, QCS-320 | 11557.2805 | 1 | 0.22
33914 | connecting terminal 120 mm², front connection, for QCS-NH00, QCS-160 | 6695.2641 | 3 | 0.121 | 23 | 80 | 40
33915 | connection for auxiliary line, for box terminal, flat connector EN 61210 6,3 x 0,8, for QCB-NH00, QCS-NH00, QCS-160 | 2418.7685 | 3 | 0.006 | 14 | 32 | 3
33916 | grip lug cover for 03300, 03301, NH 1 | 2255.6876 | 3 | 0.025
33917 | pilot switch, changeover 250 V AC / 5 A, 30 V DC / 4 A, QUADRON®60Classic, QUADRON®Panel size 1 | 4011.0298 | 1 | 0.013
33918 | arcing chamber, retrofit package for higher utilisation category, for QCB-NH1 | 3993.8206 | 3 | 0.107
33948 | 8 cable brackets, for mounting current transformers | 3236.6141 | 1
33950 | front cover IP30, for 33777, 33778 | 35968.5839 | 1 | 0.107 | 99 | 107 | 672
35001 | busbar support, 3-pole, centre | 57634.6071 | 1 | 4.58 | 30 | 300 | 300
35004 | centre feed unit 2000 A, for cabinet width 800 mm, usable busbar length 603 mm | 371109.8796 | 1 | 24.88 | 783 | 300 | 300
35005 | centre feed unit 2000 A, for cabinet width 600 mm, usable busbar length 403 mm | 268086.7793 | 1 | 17.16 | 583 | 300 | 300
35006 | centre feed unit 1250 A, for cabinet width 800 mm, usable busbar length 603 mm | 260144.7162 | 1 | 17.16 | 783 | 300 | 300
35007 | centre feed unit 1250 A, for cabinet width 600 mm, usable busbar length 403 mm | 220150.4482 | 1 | 14.34 | 583 | 300 | 300
35008 | busbar support, lateral | 55922.2879 | 2 | 4.58 | 30 | 300 | 300
35009 | busbar support, 4-pole, centre | 57634.6071 | 1 | 4.58 | 30 | 300 | 300
35015 | centre feed unit 3200 A, for cabinet width 600 mm, usable busbar length 403 mm | 399926.7478 | 1 | 22 | 583 | 300 | 300
35016 | centre feed unit 3200 A, for cabinet width 800 mm, usable busbar length 603 mm | 548786.6521 | 1 | 29.4 | 783 | 300 | 300
35017 | additional cover holder, for centre feed unit | 1085.0526 | 4 | 0.014 | 25 | 20 | 47
36003 | busbar adapter 16 A, 1 fixed mounting rail, with fuse-carrier 10x38 / Class CC, 22,5 x 200, with removable upper section and leads AWG 14 (2,5 mm²) | 25375.8914 | 1 | 0.2 | 22.5 | 122 | 200
36009 | adapter 16 A, 1 fixed mounting rail, with fuse-carrier 10x38 / Class CC, 22,5 x 160, with leads AWG 14 (2,5 mm²) | 18363.1271 | 1 | 0.129 | 22.5 | 85 | 160
36050 | switch-disconnector-fuse, 3-pole, for fuses 10x38, double-breaking, operator independent switching (snap-action mechanism), connection bottom | 39074.4444 | 1 | 0.175 | 22.5 | 88 | 180
36100 | hybrid motor starter, 3-pole, direct and reversing starter 0,075 - 0,6 A / switch for resistive loads 0,075 - 0,6 A, for mounting rail | 121343.2043 | 1 | 0.581 | 22.5 | 149 | 185
36101 | hybrid motor starter, 3-pole, direct and reversing starter 0,075 - 0,6 A / switch for resistive loads 0,075 - 0,6 A | 114924.1587 | 1 | 0.553 | 22.5 | 156 | 160
36102 | hybrid motor starter, 3-pole, direct and reversing starter 0,075 - 0,6 A / switch for resistive loads 0,075 - 0,6 A | 114889.7402 | 1 | 0.561 | 22.5 | 156 | 200
36103 | hybrid motor starter, 3-pole, direct and reversing starter 0,18 - 2,4 A / switch for resistive loads 0,18 - 2,4 A, for mounting rail | 126574.8125 | 1 | 0.585 | 22.5 | 149 | 185
36104 | hybrid motor starter, 3-pole, direct and reversing starter 0,18 - 2,4 A / switch for resistive loads 0,18 - 2,4 A | 120155.7669 | 1 | 0.558 | 22.5 | 156 | 160
36105 | hybrid motor starter, 3-pole, direct and reversing starter 0,18 - 2,4 A / switch for resistive loads 0,18 - 2,4 A | 120121.3484 | 1 | 0.565 | 22.5 | 156 | 200
36106 | hybrid motor starter, 3-pole, direct and reversing starter 1,5 - 6,5 A / switch for resistive loads 1,5 - 9,0 A, for mounting rail | 126574.8125 | 1 | 0.592 | 22.5 | 149 | 185
36107 | hybrid motor starter, 3-pole, direct and reversing starter 1,5 - 6,5 A / switch for resistive loads 1,5 - 9,0 A | 120155.7669 | 1 | 0.559 | 22.5 | 156 | 160
36108 | hybrid motor starter, 3-pole, direct and reversing starter 1,5 - 6,5 A / switch for resistive loads 1,5 - 9,0 A | 120121.3484 | 1 | 0.566 | 22.5 | 156 | 200
36109 | hybrid motor starter, 3-pole, electronic unit direct and reversing starter 0,075 - 0,6 A / switch for resistive loads 0,075 - 0,6 A | 111293.0096 | 1 | 0.509 | 22.5 | 120 | 160
36110 | hybrid motor starter, 3-pole, electronic unit direct and reversing starter 0,18 - 2,4 A / switch for resistive loads 0,18 - 2,4 A | 116516.0132 | 1 | 0.507 | 22.5 | 120 | 160
36111 | hybrid motor starter, 3-pole, electronic unit direct and reversing starter 1,5 - 6,5 A / switch for resistive loads 1,5 - 9,0 A | 116516.0132 | 1 | 0.514 | 22.5 | 120 | 160
36112 | spare part for MOTUS®Panel, adapter for MOTUS®Panel, for mounting rail | 10739.4349 | 1 | 0.128 | 22.5 | 33 | 185
36114 | spare part busbar adapter 25 A, busbar adapter base | 4346.2031 | 1 | 0.11 | 22.5 | 42 | 200
36123 | hybrid motor starter, 3-pole, direct and reversing starter 0,18 - 3,0 A / switch for resistive loads 0,18 - 3,0 A, with IO-Link interface, for mounting rail | 185482.0324 | 1 | 0.592 | 22.5 | 149 | 185
36124 | hybrid motor starter, 3-pole, direct and reversing starter 0,18 - 3,0 A / switch for resistive loads 0,18 - 3,0 A, with IO-Link interface | 179467.4039 | 1 | 0.559 | 22.5 | 114.5 | 160
36125 | hybrid motor starter, 3-pole, direct and reversing starter 0,18 - 3,0 A / switch for resistive loads 0,18 - 3,0 A, with IO-Link interface | 179441.5901 | 1 | 0.566 | 22.5 | 149 | 200
36126 | hybrid motor starter, 3-pole, direct and reversing starter 1,5 - 7,0 A / switch for resistive loads 1,5 - 9,0 A, with IO-Link interface, for mounting rail | 185482.0324 | 1 | 0.592 | 22.5 | 149 | 185
36127 | hybrid motor starter, 3-pole, direct and reversing starter 1,5 - 7,0 A / switch for resistive loads 1,5 - 9,0 A, with IO-Link interface | 179467.4039 | 1 | 0.559 | 22.5 | 114.5 | 160
36128 | hybrid motor starter, 3-pole, direct and reversing starter 1,5 - 7,0 A / switch for resistive loads 1,5 - 9,0 A, with IO-Link interface | 179441.5901 | 1 | 0.566 | 22.5 | 149 | 200
36130 | hybrid motor starter, 3-pole, electronic unit direct and reversing starter 0,18 - 3,0 A / switch for resistive loads 0,18 - 3,0 A, with IO-Link interface | 176163.2303 | 1 | 0.514 | 22.5 | 120 | 160
36131 | hybrid motor starter, 3-pole, electronic unit direct and reversing starter 1,5 - 7,0 A / switch for resistive loads 1,5 - 9,0 A, with IO-Link interface | 176171.835 | 1 | 0.514 | 22.5 | 120 | 160
36152 | hybrid switch, 3-pole or 1-pole switchable, switch for resistive loads 25,0 A, for applications IEC, for resistive loads | 182719.9498 | 1 | 0.628 | 36 | 144 | 160
36153 | hybrid switch, 3-pole or 1-pole switchable, switch for resistive loads 25,0 A, for applications IEC, for resistive loads | 183219.0177 | 1 | 0.458 | 36 | 144 | 200
36154 | hybrid switch, 3-pole or 1-pole switchable, electronic unit switch for resistive loads 25,0 A, for applications IEC, for resistive loads | 178254.1527 | 1 | 0.552 | 36 | 130 | 160
36155 | spare part busbar adapter 25 A, busbar adapter base | 6144.5685 | 1 | 0.106 | 36 | 42 | 160
36156 | spare part busbar adapter 25 A, busbar adapter base | 6798.5195 | 1 | 0.108 | 36 | 42 | 200
36157 | hybrid switch, 3-pole or 1-pole switchable, switch for resistive loads 20,0 A, for applications UL, for resistive loads | 183872.9687 | 1 | 0.452 | 36 | 144 | 160
36158 | hybrid switch, 3-pole or 1-pole switchable, switch for resistive loads 20,0 A, for applications UL, for resistive loads | 184320.4089 | 1 | 0.458 | 36 | 144 | 200
36159 | hybrid switch, 3-pole or 1-pole switchable, electronic unit switch for resistive loads 20,0 A, for applications UL, for resistive loads | 177772.294 | 1 | 0.552 | 36 | 130 | 160
36179 | electronic switch, 3-pole or 1-pole switchable, electronic unit switch for resistive loads 0,1 to 2,6 A, with IO-Link interface, with display | 299992.2988 | 1 | 0.514 | 22.5 | 132 | 160
36183 | electronic switch, 3-pole or 1-pole switchable, electronic unit switch for resistive loads 0,1 to 6,6 A, with IO-Link interface, with display | 346526.077 | 1 | 0.514 | 22.5 | 132 | 160
36200 | power supply 10 A, 400 V AC / 24 V DC, with push-in terminals | 174330.4465 | 1 | 0.718 | 45 | 130 | 160
36201 | power supply 10 A, 400 V AC / 24 V DC, with push-in terminals | 185499.2417 | 1 | 0.718 | 45 | 172 | 160
36202 | power supply 10 A, 400 V AC / 24 V DC, with push-in terminals | 185499.2417 | 1 | 0.718 | 45 | 172 | 200
36206 | spare part busbar adapter 25 A, busbar adapter base | 9741.2991 | 1 | 0.106 | 45 | 41.5 | 160
36207 | spare part busbar adapter 25 A, busbar adapter base | 9887.5776 | 1 | 0.106 | 45 | 41.5 | 200
36255 | electronic motor starter, 3-pole or 1-pole switchable, direct and reversing starter 0,1 - 2,6 A, with IO-Link interface, with display, for mounting rail | 309947.8427 | 1 | 0.642 | 22.5 | 161 | 185
36256 | electronic motor starter, 3-pole or 1-pole switchable, direct and reversing starter 0,1 - 2,6 A, with IO-Link interface, with display | 303537.4017 | 1 | 0.607 | 22.5 | 174 | 160
36257 | electronic motor starter, 3-pole or 1-pole switchable, direct and reversing starter 0,1 - 2,6 A, with IO-Link interface, with display | 302608.1029 | 1 | 0.624 | 22.5 | 174 | 200
36258 | electronic motor starter, 3-pole or 1-pole switchable, direct and reversing starter 0,1 - 2,6 A, with IO-Link interface, with display | 299648.114 | 1 | 0.514 | 22.5 | 132 | 160
36259 | electronic motor starter, 3-pole or 1-pole switchable, direct and reversing starter 0,1 - 6,6 A, with IO-Link interface, with display, for mounting rail | 356533.2486 | 1 | 0.642 | 22.5 | 161 | 185
36260 | electronic motor starter, 3-pole or 1-pole switchable, direct and reversing starter 0,1 - 6,6 A, with IO-Link interface, with display | 350165.8307 | 1 | 0.607 | 22.5 | 174 | 160
36261 | electronic motor starter, 3-pole or 1-pole switchable, direct and reversing starter 0,1 - 6,6 A, with IO-Link interface, with display | 349227.9273 | 1 | 0.624 | 22.5 | 174 | 200
36262 | electronic motor starter, 3-pole or 1-pole switchable, direct and reversing starter 0,1 - 6,6 A, with IO-Link interface, with display | 346113.0553 | 1 | 0.514 | 22.5 | 132 | 160
36400 | measuring module 100 A, for measurement and monitoring of electrical values, with IO-Link interface, with status LEDs | 242797.3979 | 1 | 0.205 | 45 | 25 | 185
36904 | spare part for MOTUS®, connecting plug with cable connection, 4 units | 20179.1085 | 1 | 0.109
36919 | padlock for locking the switch, for 36050 | 1885.689 | 10 | 0.011
37000 | Multifunctional measuring device for front panel installation, 230 V, Measurement of current, voltage, power, energy and derived values, without communication | 130025.2646 | 1 | 0.205 | 96 | 80 | 96
37001 | Multifunctional measuring device for front panel installation, 230 V, Measurement of current, voltage, power, energy and derived values, with communication | 207888.4597 | 1 | 0.205 | 96 | 80 | 96
37002 | Multifunctional measuring device for front panel installation, 24 V, Measurement of current, voltage, power, energy and derived values, with communication | 259800.1246 | 1 | 0.205 | 96 | 80 | 96
37010 | Power analyser for front panel installation, 24 V, Measurement of current, voltage, power, energy and derived values, Analysis and monitoring of voltage and power quality, with communication | 649141.9138 | 1 | 0.205 | 96 | 80 | 96
37020 | Power analyser, 24 V, Measurement of current, voltage, power, energy and derived values, Analysis and monitoring of voltage and power quality, with communication | 519358.4492 | 1 | 0.205 | 106 | 58 | 90
37100 | Current extension module, 12 channels, for 37010 | 311711.7895 | 1 | 0.205 | 54 | 61 | 94
37200 | current transformer 200 A / 5 A, 1,5 VA / class 1 | 24704.7311 | 1 | 0.104 | 71 | 26 | 78
37201 | current transformer 250 A / 5 A, 1,5 VA / class 1 | 24704.7311 | 1 | 0.104 | 71 | 26 | 78
37202 | current transformer 400 A / 5 A, 1,5 VA / class 1 | 24704.7311 | 1 | 0.104 | 71 | 26 | 78
37203 | current transformer 500 A / 5 A, 1,5 VA / class 1 | 24704.7311 | 1 | 0.104 | 71 | 26 | 78
37204 | current transformer 200 A / 5 A, 1,5 VA / class 0,5 | 36949.1036 | 1 | 0.104 | 71 | 26 | 78
37205 | current transformer 250 A / 5 A, 1,5 VA / class 0,5 | 36940.499 | 1 | 0.104 | 71 | 26 | 78
37206 | current transformer 400 A / 5 A, 1,5 VA / class 0,5 | 36949.1036 | 1 | 0.104 | 71 | 26 | 78
37207 | current transformer 500 A / 5 A, 1,5 VA / class 0,5 | 36949.1036 | 1 | 0.104 | 71 | 26 | 78
37208 | current transformer 200 A / 5 A, with decl, of conformity, 1,5 VA / class 0,5 | 147871.2439 | 1 | 0.104 | 71 | 26 | 78
37209 | current transformer 250 A / 5 A, with decl, of conformity, 1,5 VA / class 0,5 | 162998.1637 | 1 | 0.104 | 71 | 26 | 78
37210 | current transformer 400 A / 5 A, with decl, of conformity, 1,5 VA / class 0,5 | 145711.4846 | 1 | 0.104 | 71 | 26 | 78
37211 | current transformer 500 A / 5 A, with decl, of conformity, 1,5 VA / class 0,5 | 145711.4846 | 1 | 0.104 | 71 | 26 | 78
37212 | current transformer 200 A / 5 A, 2,5 VA / class 1, when used on busbars or in 630 A adapters, article 37900 is additionally required | 23603.3399 | 1 | 0.135 | 57 | 33 | 86
37213 | current transformer 250 A / 5 A, 2,5 VA / class 1, when used on busbars or in 630 A adapters, article 37900 is additionally required | 23603.3399 | 1 | 0.135 | 57 | 33 | 86
37214 | current transformer 400 A / 5 A, 2,5 VA / class 1, when used on busbars or in 630 A adapters, article 37900 is additionally required | 23603.3399 | 1 | 0.135 | 57 | 33 | 86
37215 | current transformer 500 A / 5 A, 2,5 VA / class 1, when used on busbars or in 630 A adapters, article 37900 is additionally required | 23603.3399 | 1 | 0.135 | 57 | 33 | 86
37216 | current transformer 600 A / 5 A, 2,5 VA / class 1, when used on busbars or in 630 A adapters, article 37900 is additionally required | 23603.3399 | 1 | 0.135 | 57 | 33 | 86
37217 | current transformer 800 A / 5 A, 2,5 VA / class 1, when used on busbars or in 630 A adapters, article 37900 is additionally required | 27492.6276 | 1 | 0.135 | 57 | 33 | 86
37218 | current transformer 910 A / 5 A, 2,5 VA / class 1, when used on busbars or in 630 A adapters, article 37900 is additionally required | 27492.6276 | 1 | 0.135 | 57 | 33 | 86
37219 | current transformer 200 A / 5 A, 1,5 VA / class 0,5, when used on busbars or in 630 A adapters, article 37900 is additionally required | 31321.6829 | 1 | 0.135 | 57 | 33 | 86
37220 | current transformer 250 A / 5 A, 2,5 VA / class 0,5, when used on busbars or in 630 A adapters, article 37900 is additionally required | 31321.6829 | 1 | 0.135 | 57 | 33 | 86
37221 | current transformer 400 A / 5 A, 2,5 VA / class 0,5, when used on busbars or in 630 A adapters, article 37900 is additionally required | 31485.1707 | 1 | 0.135 | 57 | 33 | 86
37222 | current transformer 500 A / 5 A, 2,5 VA / class 0,5, when used on busbars or in 630 A adapters, article 37900 is additionally required | 23603.3399 | 1 | 0.135 | 57 | 33 | 86
37223 | current transformer 600 A / 5 A, 2,5 VA / class 0,5, when used on busbars or in 630 A adapters, article 37900 is additionally required | 31485.1707 | 1 | 0.135 | 57 | 33 | 86
37224 | current transformer 800 A / 5 A, 2,5 VA / class 0,5, when used on busbars or in 630 A adapters, article 37900 is additionally required | 37301.893 | 1 | 0.135 | 57 | 33 | 86
37225 | current transformer 910 A / 5 A, 2,5 VA / class 0,5, when used on busbars or in 630 A adapters, 37900 is additionally required | 27492.6276 | 1 | 0.135 | 57 | 33 | 86
37226 | current transformer 250 A / 5 A, 1,5 VA / class 0,5s, when used on busbars or in 630 A adapters, article 37900 is additionally required | 241.8 | 1 | 0.135 | 57 | 33 | 86
37227 | current transformer 400 A / 5 A, 2,5 VA / class 0,5s, when used on busbars or in 630 A adapters, article 37900 is additionally required | 35081.9013 | 1 | 0.135 | 57 | 33 | 86
37228 | current transformer 500 A / 5 A, 2,5 VA / class 0,5s, when used on busbars or in 630 A adapters, article 37900 is additionally required | 23603.3399 | 1 | 0.135 | 57 | 33 | 86
37229 | current transformer 600 A / 5 A, 2,5 VA / class 0,5s, when used on busbars or in 630 A adapters, article 37900 is additionally required | 35081.9013 | 1 | 0.135 | 57 | 33 | 86
37230 | current transformer 800 A / 5 A, 2,5 VA / class 0,5s, when used on busbars or in 630 A adapters, article 37900 is additionally required | 27492.6276 | 1 | 0.135 | 57 | 33 | 86
37231 | current transformer 910 A / 5 A, 2,5 VA / class 0,5s, when used on busbars or in 630 A adapters, article 37900 is additionally required | 27492.6276 | 1 | 0.135 | 57 | 33 | 86
37232 | current transformer 200 A / 5 A, with decl, of conformity, 1,5 VA / class 0,5, when used on busbars or in 630 A adapters, article 37900 is additionally required | 152689.8304 | 1 | 0.135 | 57 | 33 | 86
37233 | current transformer 250 A / 5 A, with decl, of conformity , 2,5 VA / class 0,5, when used on busbars or in 630 A adapters, article 37900 is additionally required | 152689.8304 | 1 | 0.135 | 57 | 33 | 86
37234 | current transformer 400 A / 5 A, with decl, of conformity, 2,5 VA / class 0,5, when used on busbars or in 630 A adapters, article 37900 is additionally required | 150220.3048 | 1 | 0.135 | 57 | 33 | 86
37235 | current transformer 500 A / 5 A, with decl, of conformity, 2,5 VA / class 0,5, when used on busbars or in 630 A adapters, article 37900 is additionally required | 148439.1487 | 1 | 0.135 | 57 | 33 | 86
37236 | current transformer 250 A / 5 A, with decl, of conformity, 1,5 VA / class 0,5s, when used on busbars or in 630 A adapters, article 37900 is additionally required | 46706.7412 | 1 | 0.135 | 57 | 33 | 86
37237 | current transformer 400 A / 5 A, with decl, of conformity, 2,5 VA / class 0,5s, when used on busbars or in 630 A adapters, article 37900 is additionally required | 148439.1487 | 1 | 0.135 | 57 | 33 | 86
37238 | current transformer 500 A / 5 A, with decl, of conformity, 2,5 VA / class 0,5s, when used on busbars or in 630 A adapters, article 37900 is additionally required | 144747.7673 | 1 | 0.135 | 57 | 33 | 86
37277 | measuring transformer 200 A / 333 mV, class 1 | 36794.2204 | 3 | 0.104 | 71 | 26 | 78
37278 | measuring transformer 250 A / 333 mV, class 1 | 37697.7054 | 3 | 0.104 | 71 | 26 | 78
37279 | measuring transformer 400 A / 333 mV, class 1 | 40399.5557 | 3 | 0.104 | 71 | 26 | 78
37280 | measuring transformer 500 A / 333 mV, class 1 | 42206.5256 | 3 | 0.104 | 71 | 26 | 78
37281 | measuring transformer 200 A / 333 mV, class 0,5 | 36794.2204 | 3 | 0.104 | 71 | 26 | 78
37282 | measuring transformer 250 A / 333 mV, class 0,5 | 37697.7054 | 3 | 0.104 | 71 | 26 | 78
37283 | measuring transformer 400 A / 333 mV, class 0,5 | 40399.5557 | 3 | 0.104 | 71 | 26 | 78
37284 | measuring transformer 500 A / 333 mV, class 0,5 | 42206.5256 | 3 | 0.104 | 71 | 26 | 78
37285 | measuring transformer 200 A / 333 mV, class 0,5s | 37998.8671 | 3 | 0.104 | 71 | 26 | 78
37286 | measuring transformer 250 A / 333 mV, class 0,5s | 38893.7474 | 3 | 0.104 | 71 | 26 | 78
37287 | measuring transformer 400 A / 333 mV, class 0,5s | 41604.2023 | 3 | 0.104 | 71 | 26 | 78
37288 | measuring transformer 500 A / 333 mV, class 0,5s | 43411.1723 | 3 | 0.104 | 71 | 26 | 78
37289 | measuring transformer 200 A / 333 mV, class 1, when used on busbars or in 630 A adapters, article 37900 is additionally required | 36045.6186 | 3 | 0.135 | 57 | 33 | 86
37290 | measuring transformer 250 A / 333 mV, class 1, when used on busbars or in 630 A adapters, article 37900 is additionally required | 36949.1036 | 3 | 0.135 | 57 | 33 | 86
37291 | measuring transformer 400 A / 333 mV, class 1, when used on busbars or in 630 A adapters, article 37900 is additionally required | 39642.3493 | 3 | 0.135 | 57 | 33 | 86
37292 | measuring transformer 500 A / 333 mV, class 1, when used on busbars or in 630 A adapters, article 37900 is additionally required | 41466.5284 | 3 | 0.135 | 57 | 33 | 86
37293 | measuring transformer 600 A / 333 mV, class 1, when used on busbars or in 630 A adapters, article 37900 is additionally required | 43264.8937 | 3 | 0.135 | 57 | 33 | 86
37294 | measuring transformer 800 A / 333 mV, class 1, when used on busbars or in 630 A adapters, article 37900 is additionally required | 46887.4382 | 3 | 0.135 | 57 | 33 | 86
37295 | measuring transformer 910 A / 333 mV, class 1, when used on busbars or in 630 A adapters, article 37900 is additionally required | 48857.8959 | 3 | 0.135 | 57 | 33 | 86
37296 | measuring transformer 200 A / 333 mV, class 0,5, when used on busbars or in 630 A adapters, article 37900 is additionally required | 40993.2744 | 3 | 0.135 | 57 | 33 | 86
37297 | measuring transformer 250 A / 333 mV, class 0,5, when used on busbars or in 630 A adapters, article 37900 is additionally required | 41922.5732 | 3 | 0.135 | 57 | 33 | 86
37298 | measuring transformer 400 A / 333 mV, class 0,5, when used on busbars or in 630 A adapters, article 37900 is additionally required | 44615.8189 | 3 | 0.135 | 57 | 33 | 86
37299 | measuring transformer 500 A / 333 mV, class 0,5, when used on busbars or in 630 A adapters, article 37900 is additionally required | 46431.3935 | 3 | 0.135 | 57 | 33 | 86
37300 | measuring transformer 600 A / 333 mV, class 0,5, when used on busbars or in 630 A adapters, article 37900 is additionally required | 48238.3634 | 3 | 0.135 | 57 | 33 | 86
37301 | measuring transformer 800 A / 333 mV, class 0,5, when used on busbars or in 630 A adapters, article 37900 is additionally required | 51843.6986 | 3 | 0.135 | 57 | 33 | 86
37302 | measuring transformer 910 A / 333 mV, class 0,5, when used on busbars or in 630 A adapters, 37900 is additionally required | 53831.3656 | 3 | 0.135 | 57 | 33 | 86
37303 | measuring transformer 200 A / 333 mV, class 0,5s, when used on busbars or in 630 A adapters, article 37900 is additionally required | 42206.5256 | 3 | 0.135 | 57 | 33 | 86
37304 | measuring transformer 250 A / 333 mV, class 0,5s, when used on busbars or in 630 A adapters, article 37900 is additionally required | 43127.2199 | 3 | 0.135 | 57 | 33 | 86
37305 | measuring transformer 400 A / 333 mV, class 0,5s, when used on busbars or in 630 A adapters, article 37900 is additionally required | 45829.0701 | 3 | 0.135 | 57 | 33 | 86
37306 | measuring transformer 500 A / 333 mV, class 0,5s, when used on busbars or in 630 A adapters, article 37900 is additionally required | 47644.6447 | 3 | 0.135 | 57 | 33 | 86
37307 | measuring transformer 600 A / 333 mV, class 0,5s, when used on busbars or in 630 A adapters, article 37900 is additionally required | 49443.01 | 3 | 0.135 | 57 | 33 | 86
37308 | measuring transformer 800 A / 333 mV, class 0,5s, when used on busbars or in 630 A adapters, article 37900 is additionally required | 53048.3453 | 3 | 0.135 | 57 | 33 | 86
37309 | measuring transformer 910 A / 333 mV, class 0,5s, when used on busbars or in 630 A adapters, article 37900 is additionally required | 55027.4076 | 3 | 0.135 | 57 | 33 | 86
37900 | fixing clip for current transformers / measuring transformers, for mounting at busbars and in adapters 630 A, for busbars 25-30 x 5 and 12-30 x 10 | 2401.9661 | 3 | 0.005
78105 | trim frame, double, 232 x 210, not for 33221, 33222, size 00 | 4199.9246 | 10 | 0.029 | 232 | 2 | 210
78442 | label, PE green-yellow, diameter 15 mm | 362.2647 | 200 | 0.001 | 15 | 1 | 15
78443 | label, N blue, diameter 15 mm | 362.2647 | 200 | 0.001 | 15 | 1 | 15
78447 | label, PE/N green-yellow / blue, diameter 15 mm | 594.5894 | 200 | 0.001 | 15 | 1 | 15
78893 | trim frame, single, 130 x 210, not for 33221, 33222, size 00 | 3253.4166 | 10 | 0.019 | 130 | 2 | 210
79253 | barrier, 1-fold, for NH fuse-base, busbar mounted, NH 00 | 861.7394 | 100 | 0.015
79448 | grip lug cover, for NH base and 33705, NH 00 | 1059.2388 | 30 | 0.012 | 30 | 30 | 94
79449 | grip lug cover, for NH fuse-base, NH 1 - 3 | 1325.982 | 30 | 0.015 | 55 | 35 | 63
79663 | shock protection cover, attachable on either side, for strip covers | 2143.4207 | 10 | 0.013 | 2 | 30 | 195
79738 | reserve section cover, 54 x 195, pitch 3 x 18 mm | 1231.3312 | 10 | 0.045 | 54 | 10 | 195
79811 | cover for cable lugs, top / bottom attachable, NH 00, for 33200, 33208, 33329, 33394, 33398, 33420 | 1988.5376 | 1 | 0.028 | 106 | 46 | 34
79859 | reserve section cover, variable, 36 to 64 x 195, with 2 pieces | 1205.5173 | 10 | 0.032 | 64 | 10 | 195